## Contents
Electricity market modelling and retail price estimates results summary
Published August 2022
Notes:
This workbook is supplementary information which supports the impacts analysis in the 'NZ ETS unit limits and price control settings for the 2023-2027' report.
This workbook accompanies Technical Annex 3 - Electricity market modelling and retail prices estimates. Please see this report for a complete description of the modelling approach and results.
The modelling was undertaken during May and June in 2022. Short term projections are influenced by the hydro lake storage at that time.
Inputs/assumptions
Fuel prices | The coal and gas prices used in the modelling
Emissions price paths | The emissions prices used in the modelling
Demand inputs | Electricity demand growth
Generation stack | Detail of the cost and capacity of potential generation projects
Scenarios
The following scenarios were modelled which explored a range of demand profiles and emissions prices:
| Demand profile | Emissions price path
Demonstration path scenarios | Demonstration path (update) | Current ARP
Fixed price path
Current CCR trigger
Higher emissions price path
Slower demand growth scenarios | Current policy reference (update) | Current ARP
Fixed price path
Tiwai closes | Tiwai closes | Current CCR trigger
Results
Build | The sequence of build of new generation for each scenario
Demonstration path scenarios | Modelled generation, emissions and wholesale prices for the demonstration path scenarios
Other scenarios | Modelled generation, emissions and wholesale prices for the slower demand growth scenarios and the Tiwai closes scenario
Sensitivity factor analysis | Calculation of the sensitivity factor between emissions pricing and wholesale prices for the demonstration path scenarios
Retail price estimates | Estimates of the emissions price component on retail electricity prices
Generation EBITDA analysis | Generation EBITDA analysis for the demonstration path scenarios

## Version history
Version no. | Date | Summary of change
1 | 2022-08-04 | Initial version

## Fuel prices
Fuel prices ($/GJ)
Notes:
1. All prices are in real 2022 dollars
2. Fuel prices exclude the cost of emissions
2. 2022 gas price is approximately the simple average of FRQI for the 12 months to April 2022. Assumed price then steps down over 2 years to Energy Link's March 2022 gas price path forecast (50th percentile).
3. 2022 coal price is equivalent to 200 USD/tonne then eases to long term average assumption
Fuel prices ($/GJ)
Year | Gas | Coal
2022 | 14.45 | 13.01
2023 | 11.6422 | 11.72
2024 | 8.8344 | 10.43
2025 | 8.5895 | 9.14
2026 | 8.4766 | 7.85
2027 | 8.6197 | 7.85
2028 | 8.8314 | 7.85
2029 | 8.9944 | 7.85
2030 | 9.1314 | 7.85
2031 | 9.2812 | 7.85
2032 | 9.4878 | 7.85
2033 | 9.6782 | 7.85
2034 | 9.8471 | 7.85
2035 | 10.0297 | 7.85

## Emissions pricing
Emissions price paths ($/tCO2e)
Notes:
1. All prices are in real 2022 dollars
2. These emissions price paths do not indicate predictions or projections of future market prices – the actual NZ ETS price will be determined by the market
Emissions price paths ($/tCO2e)
Year | Current ARP | Fixed price path | Current CCR trigger | Higher emissions price path
2022 | 30 | 70 | 70 | 120
2023 | 31.5 | 70 | 77 | 127
2024 | 33.075 | 70 | 84.7 | 134.7
2025 | 34.7288 | 70 | 93.17 | 143.17
2026 | 36.4652 | 70 | 102.487 | 152.487
2027 | 38.2884 | 70 | 112.7357 | 162.7357
2028 | 40.2029 | 70 | 124.0093 | 174.0093
2029 | 42.213 | 70 | 136.4102 | 186.4102
2030 | 44.3237 | 70 | 150.0512 | 200.0512
2031 | 46.5398 | 70 | 154.5528 | 204.5528
2032 | 48.8668 | 70 | 159.1893 | 209.1893
2033 | 51.3102 | 70 | 163.965 | 213.965
2034 | 53.8757 | 70 | 168.884 | 218.884
2035 | 56.5695 | 70 | 173.9505 | 223.9505

## Demand
Annual electricity demand (TWh)
Notes:
1. Demand is grid connected and excludes TX losses
2. Demand growth is based on outputs from the ENZ model
3. 2021 has been aligned with reported actuals (SCADA) by Transpower
4. Due to the timing of updates to the ENZ model, the Demonstration path (update) and Current policy reference (update) are not equivalent to the updated Demonstration Path and Current policy reference case used for the unit volume setting component of the 2022 NZ ETS advice. Gross demand differs by up to ~1% for the Demonstration path and 0.4% for the Current policy reference scenarios.
Annual electricity demand (TWh)
Year | Demonstration path (update) | Current policy reference (update) | Tiwai closes
2021 | 39.889 | 39.889 | 39.889
2022 | 39.9621 | 39.9859 | 39.9621
2023 | 40.2004 | 40.2629 | 40.2004
2024 | 40.7192 | 40.6769 | 40.7192
2025 | 41.3135 | 41.0904 | 36.2453
2026 | 42.0624 | 41.4727 | 37.0247
2027 | 42.7877 | 41.8631 | 37.7912
2028 | 43.5603 | 42.2585 | 38.6359
2029 | 44.3816 | 42.6198 | 39.575
2030 | 45.2642 | 42.9502 | 40.6771
2031 | 46.2661 | 43.3297 | 41.8408
2032 | 47.299 | 43.7486 | 42.8915
2033 | 48.4421 | 44.1496 | 44.0318
2034 | 49.5799 | 44.5951 | 45.1615
2035 | 50.6931 | 45.0478 | 46.2691

## Generation stack
Stack of potential generation projects
Notes:
1. Project detail and costs are largely based on the 2020 Generation Stack Update reports which were commissioned by the Ministry of Business Innovation and Employment.
2. Some costs have been adjusted based on public reports and market analysis.
3. Project costs are based on 2020 estimates and have been inflated to 2022 dollars. CAPEX and OPEX for solar projects have been increased by 6%, and all other generation types by 8%.
4. Projects are costed based on a return of investment of 5.88% (real and after tax).
5. Wind and solar CAPEX cost reduction assumptions are based on consideration of multiple global outlooks.
6. 2022 LCOEs shown below include the cost of emissions at $70/tCO2e
Summary
| Wind | Utility solar | Utility solar (with battery) | Geothermal | Hydro | Gas peaker
Number of projects | 46 | 12 | 10 | 15 | 11 | 6
Potential total installed capacity (GW) | 5.4808 | 0.6364 | 2 | 1.099 | 0.3851 | 0.86
Minimum 2022 LCOE ($/MWh) | 66.4009 | 78.3439 | 96.8876 | 71.6629 | 115.9486 | 251.501
Average 2022 LCOE ($/MWh) | 78.5334 | 95.9358 | 111.4997 | 89.8797 | 126.1129 | 273.0035
Maximum 2022 LCOE ($/MWh) | 117.8407 | 125.8325 | 126.5578 | 107.1998 | 134.5149 | 295.0239
Rate of CAPEX reduction | 0.8% p.a to 2035 | 3.0% p.a to 2035 | 3.0% p.a to 2035 | NA | NA | NA

## Build
Build sequence of new generation
Notes:
1. Reported project generation is based on assumed capacity factors
Demonstration path scenarios | [28 empty] | Slower demand growth scenarios | [13 empty] | Tiwai closes
Emissions price: Current ARP | [7 empty] | Emissions price: Fixed price path | [6 empty] | Emissions price: Current CCR | [6 empty] | Emissions price: Higher emissions price path | [6 empty] | Emissions price: Current ARP | [6 empty] | Emissions price: Fixed price path | [6 empty] | Emissions price: Current CCR
Demand: Demonstration path (update) | [7 empty] | Demand: Demonstration path (update) | [6 empty] | Demand: Demonstration path (update) | [6 empty] | Demand: Demonstration path (update) | [6 empty] | Demand: Current policy reference (update) | [6 empty] | Demand: Current policy reference (update) | [6 empty] | Demand: Demonstration path (update)
Date completed | Project | Size (MW) | Capacity Factor (assumed) | Average annual generation (GWh) | Cumulative annual generation (GWh) | Generation type |  | Date completed | Project | Size (MW) | Capacity Factor (assumed) | Average annual generation (GWh) | Cumulative annual generation (GWh) | Generation type | Date completed | Project | Size (MW) | Capacity Factor (assumed) | Average annual generation (GWh) | Cumulative annual generation (GWh) | Generation type | Date completed | Project | Size (MW) | Capacity Factor (assumed) | Average annual generation (GWh) | Cumulative annual generation (GWh) | Generation type | Date completed | Project | Size (MW) | Capacity Factor (assumed) | Average annual generation (GWh) | Cumulative annual generation (GWh) | Generation type | Date completed | Project | Size (MW) | Capacity Factor (assumed) | Average annual generation (GWh) | Cumulative annual generation (GWh) | Generation type | Date completed | Project | Size (MW) | Capacity Factor (assumed) | Average annual generation (GWh) | Cumulative annual generation (GWh) | Generation type
2022-10-01 | KOE_R1 | 16 | 0.17 | 23.8272 | 23.8272 | Solar |  | 2022-10-01 | KOE_R1 | 16 | 0.17 | 23.8272 | 23.8272 | Solar | 2022-10-01 | KOE_R1 | 16 | 0.17 | 23.8272 | 23.8272 | Solar | 2022-10-01 | KOE_R1 | 16 | 0.17 | 23.8272 | 23.8272 | Solar | 2022-10-01 | KOE_R1 | 16 | 0.17 | 23.8272 | 23.8272 | Solar | 2022-10-01 | KOE_R1 | 16 | 0.17 | 23.8272 | 23.8272 | Solar | 2022-10-01 | KOE_R1 | 16 | 0.17 | 23.8272 | 23.8272 | Solar
2023-01-01 | Turitea stage 2 | 103 | 0.4 | 360.912 | 384.7392 | Wind |  | 2023-01-01 | Turitea stage 2 | 103 | 0.4 | 360.912 | 384.7392 | Wind | 2023-01-01 | Turitea stage 2 | 103 | 0.4 | 360.912 | 384.7392 | Wind | 2023-01-01 | Turitea stage 2 | 103 | 0.4 | 360.912 | 384.7392 | Wind | 2023-01-01 | Turitea stage 2 | 103 | 0.4 | 360.912 | 384.7392 | Wind | 2023-01-01 | Turitea stage 2 | 103 | 0.4 | 360.912 | 384.7392 | Wind | 2023-01-01 | Turitea stage 2 | 103 | 0.4 | 360.912 | 384.7392 | Wind
2023-09-01 | KOE_R2 | 39 | 0.19 | 64.9116 | 449.6508 | Solar |  | 2023-09-01 | KOE_R2 | 39 | 0.19 | 64.9116 | 449.6508 | Solar | 2023-09-01 | KOE_R2 | 39 | 0.19 | 64.9116 | 449.6508 | Solar | 2023-09-01 | KOE_R2 | 39 | 0.19 | 64.9116 | 449.6508 | Solar | 2023-09-01 | KOE_R2 | 39 | 0.19 | 64.9116 | 449.6508 | Solar | 2023-09-01 | KOE_R2 | 39 | 0.19 | 64.9116 | 449.6508 | Solar | 2023-09-01 | KOE_R2 | 39 | 0.19 | 64.9116 | 449.6508 | Solar
2023-10-01 | Tauhara geothermal | 162 | 0.95 | 1348.164 | 1797.8148 | Geothermal |  | 2023-10-01 | Tauhara geothermal | 162 | 0.95 | 1348.164 | 1797.8148 | Geothermal | 2023-10-01 | Tauhara geothermal | 162 | 0.95 | 1348.164 | 1797.8148 | Geothermal | 2023-10-01 | Tauhara geothermal | 162 | 0.95 | 1348.164 | 1797.8148 | Geothermal | 2023-10-01 | Tauhara geothermal | 162 | 0.95 | 1348.164 | 1797.8148 | Geothermal | 2023-10-01 | Tauhara geothermal | 162 | 0.95 | 1348.164 | 1797.8148 | Geothermal | 2023-10-01 | Tauhara geothermal | 162 | 0.95 | 1348.164 | 1797.8148 | Geothermal
2024-03-01 | Harapaki wind farm | 176 | 0.35 | 539.616 | 2337.4308 | Wind |  | 2024-03-01 | Harapaki wind farm | 176 | 0.35 | 539.616 | 2337.4308 | Wind | 2024-03-01 | Harapaki wind farm | 176 | 0.35 | 539.616 | 2337.4308 | Wind | 2024-03-01 | Harapaki wind farm | 176 | 0.35 | 539.616 | 2337.4308 | Wind | 2024-03-01 | Harapaki wind farm | 176 | 0.35 | 539.616 | 2337.4308 | Wind | 2024-03-01 | Harapaki wind farm | 176 | 0.35 | 539.616 | 2337.4308 | Wind | 2024-03-01 | Harapaki wind farm | 176 | 0.35 | 539.616 | 2337.4308 | Wind
2024-03-01 | Kaiwaikawe wind farm | 72 | 0.35 | 220.752 | 2558.1828 | Wind |  | 2024-03-01 | Kaiwaikawe wind farm | 72 | 0.35 | 220.752 | 2558.1828 | Wind | 2024-03-01 | Kaiwaikawe wind farm | 72 | 0.35 | 220.752 | 2558.1828 | Wind | 2024-03-01 | Kaiwaikawe wind farm | 72 | 0.35 | 220.752 | 2558.1828 | Wind | 2024-03-01 | Kaiwaikawe wind farm | 72 | 0.35 | 220.752 | 2558.1828 | Wind | 2024-03-01 | Kaiwaikawe wind farm | 72 | 0.35 | 220.752 | 2558.1828 | Wind | 2024-03-01 | Kaiwaikawe wind farm | 72 | 0.35 | 220.752 | 2558.1828 | Wind
2025-04-01 | LTN_W1 | 60 | 0.4 | 210.24 | 2768.4228 | Wind |  | 2024-02-01 | CPK_W1 | 12.5 | 0.4 | 43.8 | 2601.9828 | Wind | 2025-01-01 | CPK_W1 | 12.5 | 0.4 | 43.8 | 2601.9828 | Wind | 2024-07-01 | CPK_W1 | 12.5 | 0.4 | 43.8 | 2601.9828 | Wind | 2025-08-01 | MTO_R1 | 78 | 0.19 | 129.8232 | 2688.006 | Solar | 2024-10-01 | CPK_W1 | 12.5 | 0.4 | 43.8 | 2601.9828 | Wind | 2028-05-01 | MTO_R1 | 78 | 0.19 | 129.8232 | 2688.006 | Solar
2025-08-01 | MTO_R1 | 78 | 0.19 | 129.8232 | 2898.246 | Solar |  | 2024-04-01 | LTN_W1 | 60 | 0.4 | 210.24 | 2812.2228 | Wind | 2025-04-01 | LTN_W1 | 60 | 0.4 | 210.24 | 2812.2228 | Wind | 2024-10-01 | LTN_W1 | 60 | 0.4 | 210.24 | 2812.2228 | Wind | 2026-08-01 | WRK_S1 | 80 | 0.92 | 644.736 | 3332.742 | Geothermal | 2024-10-01 | LTN_W1 | 60 | 0.4 | 210.24 | 2812.2228 | Wind | 2029-03-01 | EDG_R1 | 35 | 0.19 | 58.254 | 2746.26 | Solar
2026-05-01 | KPU_W1 | 100 | 0.4 | 350.4 | 3248.646 | Wind |  | 2025-07-01 | HLY_W1 | 154 | 0.4 | 539.616 | 3351.8388 | Wind | 2025-08-01 | MTO_R1 | 78 | 0.19 | 129.8232 | 2942.046 | Solar | 2025-08-01 | MTO_R1 | 78 | 0.19 | 129.8232 | 2942.046 | Solar | 2027-01-01 | KPU_W1 | 100 | 0.4 | 350.4 | 3683.142 | Wind | 2025-08-01 | MTO_R1 | 78 | 0.19 | 129.8232 | 2942.046 | Solar | 2029-05-01 | HEN_W1 | 100 | 0.4 | 350.4 | 3096.66 | Wind
2026-06-01 | WRK_S1 | 80 | 0.92 | 644.736 | 3893.382 | Geothermal |  | 2025-08-01 | MTO_R1 | 78 | 0.19 | 129.8232 | 3481.662 | Solar | 2025-12-01 | KPU_W1 | 100 | 0.4 | 350.4 | 3292.446 | Wind | 2025-09-01 | LTN_W2 | 130 | 0.4 | 455.52 | 3397.566 | Wind | 2027-08-01 | LTN_W1 | 60 | 0.4 | 210.24 | 3893.382 | Wind | 2025-12-01 | KPU_W1 | 100 | 0.4 | 350.4 | 3292.446 | Wind | 2029-12-01 | HLY_R1 | 200 | 0.21 | 367.92 | 3464.58 | Solar
2026-10-01 | LTN_W2 | 130 | 0.4 | 455.52 | 4348.902 | Wind |  | 2025-12-01 | KPU_W1 | 100 | 0.4 | 350.4 | 3832.062 | Wind | 2026-02-01 | EDG_R1 | 35 | 0.19 | 58.254 | 3350.7 | Solar | 2025-10-01 | HLY_W1 | 154 | 0.4 | 539.616 | 3937.182 | Wind | 2028-05-01 | HEN_W1 | 100 | 0.4 | 350.4 | 4243.782 | Wind | 2026-08-01 | WRK_S1 | 80 | 0.92 | 644.736 | 3937.182 | Geothermal | 2030-02-01 | KPU_W1 | 100 | 0.4 | 350.4 | 3814.98 | Wind
2027-02-01 | EDG_R1 | 35 | 0.19 | 58.254 | 4407.156 | Solar |  | 2026-06-01 | LTN_W2 | 130 | 0.4 | 455.52 | 4287.582 | Wind | 2026-03-01 | LTN_W2 | 130 | 0.4 | 455.52 | 3806.22 | Wind | 2026-02-01 | EDG_R1 | 35 | 0.19 | 58.254 | 3995.436 | Solar | 2028-05-01 | EDG_R1 | 35 | 0.19 | 58.254 | 4302.036 | Solar | 2026-12-01 | LTN_W2 | 130 | 0.4 | 455.52 | 4392.702 | Wind | 2030-04-01 | KPU_R2 | 36 | 0.19 | 59.9184 | 3874.8984 | Solar
2027-03-01 | HEN_W1 | 100 | 0.4 | 350.4 | 4757.556 | Wind |  | 2026-12-01 | WRK_S1 | 80 | 0.92 | 644.736 | 4932.318 | Geothermal | 2026-11-01 | WRK_S1 | 80 | 0.92 | 644.736 | 4450.956 | Geothermal | 2026-06-01 | KPU_W1 | 100 | 0.4 | 350.4 | 4345.836 | Wind | 2028-09-01 | LTN_W2 | 130 | 0.4 | 455.52 | 4757.556 | Wind | 2027-06-01 | GFD_W1 | 30 | 0.4 | 105.12 | 4497.822 | Wind | 2030-06-01 | HEN_W2 | 100 | 0.4 | 350.4 | 4225.2984 | Wind
2027-06-01 | GOR_W1 | 36 | 0.4 | 126.144 | 4883.7 | Wind |  | 2027-01-01 | GOR_W1 | 36 | 0.4 | 126.144 | 5058.462 | Wind | 2027-01-01 | GOR_W1 | 36 | 0.4 | 126.144 | 4577.1 | Wind | 2026-11-01 | GOR_W1 | 36 | 0.4 | 126.144 | 4471.98 | Wind | 2029-03-01 | HLY_R1 | 200 | 0.21 | 367.92 | 5125.476 | Solar | 2028-03-01 | HEN_W1 | 100 | 0.4 | 350.4 | 4848.222 | Wind | 2030-10-01 | KOE_W3 | 100 | 0.4 | 350.4 | 4575.6984 | Wind
2027-06-01 | GFD_W1 | 30 | 0.4 | 105.12 | 4988.82 | Wind |  | 2027-01-01 | EDG_R1 | 35 | 0.19 | 58.254 | 5116.716 | Solar | 2027-03-01 | LTN_W3 | 130 | 0.4 | 455.52 | 5032.62 | Wind | 2026-12-01 | LTN_W3 | 130 | 0.4 | 455.52 | 4927.5 | Wind | 2029-12-01 | KPU_R2 | 36 | 0.19 | 59.9184 | 5185.3944 | Solar | 2028-04-01 | EDG_R1 | 35 | 0.19 | 58.254 | 4906.476 | Solar | 2030-10-01 | HEN_R3 | 200 | 0.21 | 367.92 | 4943.6184 | Solar
2028-03-01 | KPU_R2 | 36 | 0.19 | 59.9184 | 5048.7384 | Solar |  | 2027-06-01 | GFD_W1 | 30 | 0.4 | 105.12 | 5221.836 | Wind | 2027-03-01 | KPU_R2 | 36 | 0.19 | 59.9184 | 5092.5384 | Solar | 2027-02-01 | GOR_W2 | 84 | 0.4 | 294.336 | 5221.836 | Wind | 2030-07-01 | HEN_W2 | 100 | 0.4 | 350.4 | 5535.7944 | Wind | 2029-03-01 | HLY_R1 | 200 | 0.21 | 367.92 | 5274.396 | Solar | 2031-02-01 | BRB_R1 | 50 | 0.17 | 74.46 | 5018.0784 | Solar
2028-03-01 | HLY_R1 | 200 | 0.21 | 367.92 | 5416.6584 | Solar |  | 2027-09-01 | LTN_W3 | 130 | 0.4 | 455.52 | 5677.356 | Wind | 2027-01-01 | GOR_W2 | 84 | 0.4 | 294.336 | 5386.8744 | Wind | 2027-03-01 | KPU_R2 | 36 | 0.19 | 59.9184 | 5281.7544 | Solar | 2030-08-01 | EDG_R2 | 56 | 0.19 | 93.2064 | 5629.0008 | Solar | 2029-07-01 | HEN_W2 | 100 | 0.4 | 350.4 | 5624.796 | Wind | 2031-06-01 | HLY_R2 | 150 | 0.21 | 275.94 | 5294.0184 | Solar
2028-05-01 | KOE_W3 | 100 | 0.4 | 350.4 | 5767.0584 | Wind |  | 2028-02-01 | KPU_R2 | 36 | 0.19 | 59.9184 | 5737.2744 | Solar | 2027-02-01 | GFD_W1 | 30 | 0.4 | 105.12 | 5491.9944 | Wind | 2027-03-01 | HEN_W1 | 100 | 0.4 | 350.4 | 5632.1544 | Wind | 2032-01-01 | HEN_R3 | 200 | 0.21 | 367.92 | 5996.9208 | Solar | 2030-07-01 | KPU_R2 | 36 | 0.19 | 59.9184 | 5684.7144 | Solar | 2031-06-01 | EDG_R2 | 56 | 0.19 | 93.2064 | 5387.2248 | Solar
2028-08-01 | WKM_S1 | 112 | 0.92 | 902.6304 | 6669.6888 | Geothermal |  | 2028-03-01 | HEN_W1 | 100 | 0.4 | 350.4 | 6087.6744 | Wind | 2027-03-01 | HEN_W1 | 100 | 0.4 | 350.4 | 5842.3944 | Wind | 2027-03-01 | HLY_R2 | 200 | 0.21 | 367.92 | 6000.0744 | Solar | 2033-01-01 | HLY_R2 | 150 | 0.21 | 275.94 | 6272.8608 | Solar | 2030-07-01 | EDG_R2 | 56 | 0.19 | 93.2064 | 5777.9208 | Solar | 2031-07-01 | HEN_W4 | 100 | 0.4 | 350.4 | 5737.6248 | Wind
2029-05-01 | EDG_R2 | 56 | 0.19 | 93.2064 | 6762.8952 | Solar |  | 2028-05-01 | KOE_W3 | 100 | 0.4 | 350.4 | 6438.0744 | Wind | 2028-01-01 | HLY_R1 | 200 | 0.21 | 367.92 | 6210.3144 | Solar | 2027-04-01 | BRB_R1 | 50 | 0.17 | 74.46 | 6074.5344 | Solar | 2033-07-01 | ALB_R1 | 150 | 0.21 | 275.94 | 6548.8008 | Solar | 2031-05-01 | KOE_W3 | 100 | 0.4 | 350.4 | 6128.3208 | Wind | 2031-09-01 | ALB_R1 | 150 | 0.21 | 275.94 | 6013.5648 | Solar
2029-06-01 | HEN_W2 | 100 | 0.4 | 350.4 | 7113.2952 | Wind |  | 2029-01-01 | GOR_W2 | 84 | 0.4 | 294.336 | 6732.4104 | Wind | 2028-02-01 | EDG_R2 | 56 | 0.19 | 93.2064 | 6303.5208 | Solar | 2027-06-01 | GFD_W1 | 30 | 0.4 | 105.12 | 6179.6544 | Wind | 2034-05-01 | STK_R1 | 200 | 0.21 | 367.92 | 6916.7208 | Solar | 2032-08-01 | HEN_R3 | 200 | 0.21 | 367.92 | 6496.2408 | Solar | 2031-12-01 | SVL_R1 | 50 | 0.17 | 74.46 | 6088.0248 | Solar
2030-01-01 | GOR_W2 | 84 | 0.4 | 294.336 | 7407.6312 | Wind |  | 2029-04-01 | EDG_R2 | 56 | 0.19 | 93.2064 | 6825.6168 | Solar | 2028-02-01 | KOE_W3 | 100 | 0.4 | 350.4 | 6653.9208 | Wind | 2028-05-01 | KOE_W3 | 100 | 0.4 | 350.4 | 6530.0544 | Wind | 2035-06-01 | ISL_R1 | 250 | 0.21 | 459.9 | 7376.6208 | Solar | 2033-09-01 | HLY_R2 | 150 | 0.21 | 275.94 | 6772.1808 | Solar | 2032-02-01 | LTN_W1 | 60 | 0.4 | 210.24 | 6298.2648 | Wind
2030-03-01 | HEN_R3 | 200 | 0.21 | 367.92 | 7775.5512 | Solar |  | 2029-08-01 | HEN_W2 | 100 | 0.4 | 350.4 | 7176.0168 | Wind | 2029-04-01 | HEN_W2 | 100 | 0.4 | 350.4 | 7004.3208 | Wind | 2028-05-01 | EDG_R2 | 56 | 0.19 | 93.2064 | 6623.2608 | Solar | [7 empty] | 2034-09-01 | ALB_R1 | 150 | 0.21 | 275.94 | 7048.1208 | Solar | 2033-01-01 | LTN_W2 | 130 | 0.4 | 455.52 | 6753.7848 | Wind
2030-10-01 | HEN_W4 | 100 | 0.4 | 350.4 | 8125.9512 | Wind |  | 2029-05-01 | HLY_R2 | 200 | 0.21 | 367.92 | 7543.9368 | Solar | 2029-08-01 | BEN_W1 | 200 | 0.4 | 700.8 | 7705.1208 | Wind | 2028-06-01 | GOR_W3 | 120 | 0.4 | 420.48 | 7043.7408 | Wind | [7 empty] | 2034-09-01 | BRB_R1 | 50 | 0.17 | 74.46 | 7122.5808 | Solar | 2033-02-01 | WRK_S1 | 80 | 0.92 | 644.736 | 7398.5208 | Geothermal
2030-12-01 | HLY_R2 | 150 | 0.21 | 275.94 | 8401.8912 | Solar |  | 2030-01-01 | GOR_W3 | 120 | 0.4 | 420.48 | 7964.4168 | Wind | 2029-09-01 | BRB_R1 | 50 | 0.17 | 74.46 | 7779.5808 | Solar | 2028-11-01 | GLN_W1 | 18 | 0.4 | 63.072 | 7106.8128 | Wind | [7 empty] | 2035-10-01 | STK_R1 | 200 | 0.21 | 367.92 | 7490.5008 | Solar | 2034-01-01 | LTN_W3 | 130 | 0.4 | 455.52 | 7854.0408 | Wind
2030-12-01 | BRB_R1 | 50 | 0.17 | 74.46 | 8476.3512 | Solar |  | 2035-01-01 | HLY_G3 | 200 | 0.1 | 175.2 | 8139.6168 | Gas peaker | 2029-07-01 | GOR_W3 | 120 | 0.4 | 420.48 | 8200.0608 | Wind | 2029-04-01 | HEN_W2 | 100 | 0.4 | 350.4 | 7457.2128 | Wind | [14 empty] | 2034-03-01 | STK_R1 | 200 | 0.21 | 367.92 | 8221.9608 | Solar
2031-08-01 | ALB_R1 | 150 | 0.21 | 275.94 | 8752.2912 | Solar |  | 2031-01-01 | HEN_R3 | 200 | 0.21 | 367.92 | 8507.5368 | Solar | 2030-04-01 | GOR_W4 | 100 | 0.4 | 350.4 | 8550.4608 | Wind | 2029-07-01 | BEN_W1 | 200 | 0.4 | 700.8 | 8158.0128 | Wind | [14 empty] | 2034-04-01 | SVL_R2 | 250 | 0.21 | 459.9 | 8681.8608 | Solar
2032-03-01 | STK_R1 | 200 | 0.21 | 367.92 | 9120.2112 | Solar |  | 2031-01-01 | HEN_W4 | 100 | 0.4 | 350.4 | 8857.9368 | Wind | 2031-03-01 | HEN_R3 | 200 | 0.21 | 367.92 | 8918.3808 | Solar | 2029-09-01 | HEN_R3 | 200 | 0.21 | 367.92 | 8525.9328 | Solar | [14 empty] | 2034-11-01 | GLN_W1 | 18 | 0.4 | 63.072 | 8744.9328 | Wind
2032-06-01 | BEN_W1 | 200 | 0.4 | 700.8 | 9821.0112 | Wind |  | 2031-06-01 | HLY_R4 | 150 | 0.21 | 275.94 | 9133.8768 | Solar | 2031-01-01 | HEN_W4 | 100 | 0.4 | 350.4 | 9268.7808 | Wind | 2029-12-01 | HLY_R3 | 150 | 0.21 | 275.94 | 8801.8728 | Solar | [14 empty] | 2034-12-01 | CPK_W1 | 12.5 | 0.4 | 43.8 | 8788.7328 | Wind
2032-08-01 | GOR_W3 | 120 | 0.4 | 420.48 | 10241.4912 | Wind |  | 2032-01-01 | ALB_R1 | 150 | 0.21 | 275.94 | 9409.8168 | Solar | 2031-01-01 | HLY_R2 | 150 | 0.21 | 275.94 | 9544.7208 | Solar | 2030-07-01 | HEN_W4 | 100 | 0.4 | 350.4 | 9152.2728 | Wind | [14 empty] | 2034-12-01 | BRB_R2 | 200 | 0.21 | 367.92 | 9156.6528 | Solar
2033-09-01 | ISL_R1 | 250 | 0.21 | 459.9 | 10701.3912 | Solar |  | 2032-03-01 | STK_R1 | 200 | 0.21 | 367.92 | 9777.7368 | Solar | 2032-01-01 | SVL_R1 | 50 | 0.17 | 74.46 | 9619.1808 | Solar | 2031-01-01 | ALB_R1 | 150 | 0.21 | 275.94 | 9428.2128 | Solar | [14 empty] | 2035-05-01 | GLN_R2 | 50 | 0.17 | 74.46 | 9231.1128 | Solar
2034-03-01 | CUL_R1 | 200 | 0.21 | 367.92 | 11069.3112 | Solar |  | 2032-07-01 | BEN_W1 | 200 | 0.4 | 700.8 | 10478.5368 | Wind | 2032-01-01 | ALB_R1 | 150 | 0.21 | 275.94 | 9895.1208 | Solar | 2031-01-01 | SVL_R1 | 50 | 0.17 | 74.46 | 9502.6728 | Solar | [14 empty] | 2035-07-01 | ISL_R1 | 250 | 0.21 | 459.9 | 9691.0128 | Solar
2034-05-01 | GOR_W4 | 100 | 0.4 | 350.4 | 11419.7112 | Wind |  | 2033-04-01 | BRB_R1 | 50 | 0.17 | 74.46 | 10552.9968 | Solar | 2032-01-01 | GLN_W1 | 18 | 0.4 | 63.072 | 9958.1928 | Wind | 2031-02-01 | GOR_W4 | 100 | 0.4 | 350.4 | 9853.0728 | Wind
2034-07-01 | SVL_R1 | 50 | 0.17 | 74.46 | 11494.1712 | Solar |  | 2033-08-01 | ISL_R1 | 250 | 0.21 | 459.9 | 11012.8968 | Solar | 2032-03-01 | STK_R1 | 200 | 0.21 | 367.92 | 10326.1128 | Solar | 2031-12-01 | STK_R1 | 200 | 0.21 | 367.92 | 10220.9928 | Solar
2034-08-01 | LTN_W3 | 130 | 0.4 | 455.52 | 11949.6912 | Wind |  | 2033-08-01 | GOR_W4 | 100 | 0.4 | 350.4 | 11363.2968 | Wind | 2032-09-01 | WPR_W1 | 71.3 | 0.4 | 249.8352 | 10575.948 | Wind | 2032-07-01 | ALB_W2 | 200 | 0.4 | 700.8 | 10921.7928 | Wind
2035-02-01 | HLY_G3 | 200 | 0.1 | 175.2 | 12124.8912 | Gas peaker |  | 2034-02-01 | WPR_W1 | 71.3 | 0.4 | 249.8352 | 11613.132 | Wind | 2032-12-01 | ISL_R1 | 250 | 0.21 | 459.9 | 11035.848 | Solar | 2032-08-01 | ISL_R1 | 250 | 0.21 | 459.9 | 11381.6928 | Solar
2035-05-01 | CPK_W1 | 12.5 | 0.4 | 43.8 | 12168.6912 | Wind |  | 2034-07-01 | CUL_R1 | 200 | 0.21 | 367.92 | 11981.052 | Solar | 2033-01-01 | MST_W1 | 60 | 0.4 | 210.24 | 11246.088 | Wind | 2033-02-01 | WPR_W1 | 71.3 | 0.4 | 249.8352 | 11631.528 | Wind
2035-05-01 | GLN_R1 | 50 | 0.17 | 74.46 | 12243.1512 | Solar |  | 2034-07-01 | SVL_R1 | 50 | 0.17 | 74.46 | 12055.512 | Solar | 2033-07-01 | SVL_R2 | 250 | 0.21 | 459.9 | 11705.988 | Solar | 2033-08-01 | SVL_R2 | 250 | 0.21 | 459.9 | 12091.428 | Solar
2035-05-01 | BRB_R2 | 200 | 0.21 | 367.92 | 12611.0712 | Solar |  | 2035-05-01 | BRB_R2 | 200 | 0.21 | 367.92 | 12423.432 | Solar | 2034-03-01 | GLN_R2 | 50 | 0.17 | 74.46 | 11780.448 | Solar | 2033-09-01 | GLN_R2 | 50 | 0.17 | 74.46 | 12165.888 | Solar
2035-06-01 | SVL_R2 | 250 | 0.21 | 459.9 | 13070.9712 | Solar |  | 2035-01-01 | SVL_R2 | 250 | 0.21 | 459.9 | 12883.332 | Solar | 2034-03-01 | BRB_R2 | 200 | 0.21 | 367.92 | 12148.368 | Solar | 2033-10-01 | MST_W1 | 60 | 0.4 | 210.24 | 12376.128 | Wind
2035-08-01 | GLN_W2 | 18 | 0.4 | 63.072 | 13134.0432 | Wind |  | 2035-10-01 | HWB_W1 | 160 | 0.4 | 560.64 | 13443.972 | Wind | 2034-06-01 | CUL_R1 | 200 | 0.21 | 367.92 | 12516.288 | Solar | 2033-12-01 | BRB_R2 | 200 | 0.21 | 367.92 | 12744.048 | Solar
[15 empty] | 2034-07-01 | HLY_W3 | 154 | 0.4 | 539.616 | 13055.904 | Wind | 2034-06-01 | CUL_R1 | 200 | 0.21 | 367.92 | 13111.968 | Solar
[15 empty] | 2035-04-01 | HLY_G4 | 200 | 0.1 | 175.2 | 13231.104 | Gas peaker | 2035-01-01 | HAM_W1 | 54 | 0.4 | 189.216 | 13301.184 | Wind
[15 empty] | 2035-05-01 | MPE_R1 | 200 | 0.21 | 367.92 | 13599.024 | Solar | 2035-03-01 | WDV_W1 | 177 | 0.4 | 620.208 | 13921.392 | Wind
[15 empty] | 2035-10-01 | ALB_W2 | 200 | 0.4 | 700.8 | 14299.824 | Wind | 2035-06-01 | MPE_R1 | 200 | 0.21 | 367.92 | 14289.312 | Solar
[15 empty] | 2035-12-01 | HAM_W1 | 54 | 0.4 | 189.216 | 14489.04 | Wind | 2035-08-01 | TNG_W1 | 120 | 0.4 | 420.48 | 14709.792 | Wind
[22 empty] | 2035-08-01 | HLY_G4 | 200 | 0.1 | 175.2 | 14884.992 | Gas peaker
Grid scale battery build
Common to all scenarios
Date operational | Node | Capacity (MW) | Energy storage (MWh)
2023-01-01 | TWH | 35 | 26
2024-01-01 | MDN | 100 | 175
2033-01-01 | HEN | 150 | 1200
Summary of total new build by 2035 across each scenario
Scenario |  | Measure | Wind | Solar | Geothermal | Gas | Total
Demand | Emissions price
Demonstration path (update) | Current ARP | Number | 19 | 18 | 3 | 1 | 41
|  | Capacity (MW) | 1771.5 | 2210 | 354 | 200 | 4535.5
|  | Annual generation (GWh) | 6098.712 | 3964.6008 | 2895.5304 | 175.2 | 13134.0432
| Fixed price path | Number | 21 | 17 | 2 | 1 | 41
|  | Capacity (MW) | 2138.8 | 2160 | 242 | 200 | 4740.8
|  | Annual generation (GWh) | 7385.7312 | 3890.1408 | 1992.9 | 175.2 | 13443.972
| Current CCR trigger | Number | 24 | 19 | 2 | 1 | 46
|  | Capacity (MW) | 2310.8 | 2410 | 242 | 200 | 5162.8
|  | Annual generation (GWh) | 7988.4192 | 4332.5208 | 1992.9 | 175.2 | 14489.04
| Higher emissions price path | Number | 26 | 19 | 1 | 1 | 47
|  | Capacity (MW) | 2607.8 | 2410 | 162 | 200 | 5379.8
|  | Annual generation (GWh) | 9029.1072 | 4332.5208 | 1348.164 | 175.2 | 14884.992
Tiwai closes | Current CCR trigger | Number | 13 | 17 | 2 | 0 | 32
|  | Capacity (MW) | 1201.5 | 2010 | 242 | 0 | 3453.5
|  | Annual generation (GWh) | 4101.432 | 3596.6808 | 1992.9 | 0 | 9691.0128
Current policy reference (update) | Current ARP | Number | 8 | 12 | 2 | 0 | 22
|  | Capacity (MW) | 841 | 1410 | 242 | 0 | 2493
|  | Annual generation (GWh) | 2838.24 | 2545.4808 | 1992.9 | 0 | 7376.6208
| Fixed price path | Number | 11 | 12 | 2 | 0 | 25
|  | Capacity (MW) | 983.5 | 1210 | 242 | 0 | 2435.5
|  | Annual generation (GWh) | 3337.56 | 2160.0408 | 1992.9 | 0 | 7490.5008

## Demonstration path scenarios
Demonstration path scenarios
Notes:
1. All prices are in real 2022 NZD and are the time weighted average spot market price
2. Prices are given at the Haywards grid exit point
3. Emissions and generation values are given as the average (mean) across simulated weather years
4. Prices are given at percentile levels and as means. The price distribution reflects the modelled variation across simulated weather years. For example, the 95th percentile line corresponds to the price that is exceeded in only 5% of weather years
5. The 2022 model year is for the period of 28 April to 31 December
| Generation | [27 empty] | Emissions | [8 empty] | Wholesale prices
Emissions price: Current ARP
Demand: Demonstration path (update)
|  | Generation by type (GWh) | [11 empty] | Renewable % |  | Installed Capacity (MW) | [13 empty] | Generation emissions (kt CO2e) | [6 empty] | Emission intensity of generation (gCO2/kWh) |  | TWA wholesale price ($/MWh) for Haywards GXP
| Year | Home solar | Utility solar | Utility solar (with battery) | Hydro | Wind | Geothermal | Coal | Diesel | Fossil gas | Cogen - fossil | Cogen - renewable | Total | Excl cogen | Incl cogen | Home solar | Utility solar | Utility solar (with battery) | Hydro | Wind | Geothermal | Coal | Diesel | Fossil gas | Cogen - fossil | Cogen - renewable | Battery | Total |  | Geothermal | Coal | Diesel | Fossil gas | Fossil cogen | Renewable cogen | Total | Total |  | 5% | 25% | 50% | 75% | 95% | Mean
| 2022 | 54.723 | 7.7116 | 0 | 16340.2165 | 2427.1487 | 5438.5154 | 327.7945 | 1.2873 | 3207.7648 | 658.7228 | 170.7371 | 28634.6217 | 87.28% | 85.35% | 31.2346 | 16 | 0 | 5153.3 | 1002 | 1019 | 485 | 155 | 1223 | 221 | 40 | 0 | 9345.5346 |  | 567.2148 | 283.0794 | 0.97633 | 1286.6214 | 383.1312 | 203.8601 | 2724.8832 | 91.6827 |  | 94.9 | 122.55 | 138.66 | 158.71 | 182.735 | 140.3979
| 2023 | 108.6884 | 53.7565 | 0 | 24090.6121 | 3798.5217 | 8350.4783 | 193.5051 | 0.46611 | 3813.5343 | 964.1793 | 258.0395 | 41631.7814 | 90.08% | 88.06% | 62.0368 | 55.4 | 0 | 5153.3 | 1254 | 1171 | 485 | 155 | 1223 | 221 | 40 | 35 | 9854.7368 |  | 836.1688 | 167.1087 | 0.35352 | 1519.33 | 562.1918 | 308.0992 | 3393.252 | 77.8017 |  | 58.68 | 79.38 | 94.05 | 110.395 | 136.975 | 95.9241
| 2024 | 173.2248 | 94.1 | 0 | 24052.4729 | 4364.8916 | 9447.1164 | 150.8567 | 1.1532 | 2763.562 | 966.3144 | 258.5725 | 42272.2644 | 92.9% | 90.82% | 98.8726 | 55.4 | 0 | 5153.3 | 1254 | 1171 | 485 | 155 | 843 | 221 | 40 | 135 | 9611.5726 |  | 885.358 | 130.2781 | 0.87463 | 1133.5583 | 563.4016 | 308.7355 | 3022.2062 | 66.9824 |  | 40.555 | 57.76 | 76.2 | 95.155 | 129.73 | 78.9429
| 2025 | 243.9617 | 158.5443 | 0 | 24208.4631 | 4557.5149 | 9330.9955 | 204.1974 | 1.5572 | 2839.5024 | 963.8199 | 257.9134 | 42766.4697 | 92.67% | 90.63% | 139.2476 | 133.4 | 0 | 5153.3 | 1314 | 1171 | 485 | 155 | 843 | 221 | 40 | 135 | 9789.9476 |  | 868.0817 | 176.3424 | 1.181 | 1167.0127 | 561.9738 | 307.9486 | 3082.5402 | 67.6136 |  | 42.775 | 61.105 | 77.11 | 96.005 | 127.63 | 80.15
| 2026 | 321.7257 | 229.3834 | 0 | 24130.5508 | 4988.91 | 9687.2994 | 223.2366 | 1.6271 | 2738.5075 | 964.2382 | 258.0329 | 43543.5116 | 93% | 90.98% | 183.6334 | 133.4 | 0 | 5153.3 | 1544 | 1251 | 485 | 155 | 843 | 221 | 40 | 135 | 10144.3334 |  | 885.7039 | 192.7844 | 1.234 | 1132.3266 | 562.2656 | 308.0913 | 3082.4059 | 65.9759 |  | 44.33 | 65.49 | 79.9 | 98.65 | 134.25 | 84.0138
| 2027 | 405.9852 | 281.0165 | 0 | 24092.5775 | 5925.0184 | 9922.857 | 0 | 5.1635 | 2443.0335 | 964.2164 | 257.9964 | 44297.8645 | 94.32% | 92.3% | 231.7267 | 168.4 | 0 | 5153.3 | 1710 | 1251 | 0 | 155 | 843 | 221 | 40 | 135 | 9908.4267 |  | 896.9072 | 0 | 3.9163 | 1024.3652 | 562.2341 | 308.0477 | 2795.4705 | 58.0957 |  | 48.25 | 69.065 | 85.1 | 104.85 | 154.545 | 91.3107
| 2028 | 495.4853 | 335.0204 | 283.9757 | 24065.0086 | 6341.4145 | 10279.2535 | 0 | 5.5617 | 2182.0552 | 967.0357 | 258.8143 | 45213.6249 | 95.03% | 93.02% | 282.8113 | 204.4 | 200 | 5153.3 | 1810 | 1363 | 0 | 155 | 843 | 221 | 40 | 135 | 10407.5113 |  | 914.8847 | 0 | 4.2183 | 912.6925 | 563.8777 | 309.0243 | 2704.6975 | 54.548 |  | 45.375 | 65.18 | 80.02 | 100.365 | 149.31 | 87.0632
| 2029 | 587.3058 | 404.5291 | 365.6432 | 23990.1049 | 6661.5011 | 10749.7882 | 0 | 5.713 | 1958.3403 | 964.0621 | 257.9331 | 45944.9209 | 95.61% | 93.63% | 335.2202 | 260.4 | 200 | 5153.3 | 1910 | 1363 | 0 | 155 | 843 | 221 | 40 | 135 | 10615.9202 |  | 941.1266 | 0 | 4.333 | 818.9918 | 562.1048 | 307.9721 | 2634.5284 | 51.5567 |  | 43.26 | 65.09 | 79.36 | 97.06 | 147.27 | 84.9419
| 2030 | 683.0623 | 443.0972 | 668.6006 | 23906.3183 | 7173.3094 | 10728.4224 | 0 | 5.4431 | 1992.9683 | 963.5768 | 257.866 | 46822.6644 | 95.62% | 93.67% | 389.8757 | 310.4 | 550 | 5153.3 | 2094 | 1363 | 0 | 155 | 843 | 221 | 40 | 135 | 11254.5757 |  | 940.6559 | 0 | 4.1283 | 835.5664 | 561.7801 | 307.892 | 2650.0227 | 50.9461 |  | 43.57 | 67.47 | 81.08 | 100.965 | 153.69 | 88.2673
| 2031 | 786.933 | 508.3731 | 1101.585 | 23910.2058 | 7456.5802 | 10732.7863 | 0 | 6.7576 | 2098.9357 | 963.8199 | 257.9136 | 47823.8903 | 95.48% | 93.58% | 449.1627 | 310.4 | 700 | 5153.3 | 2094 | 1363 | 0 | 155 | 843 | 221 | 40 | 135 | 11463.8627 |  | 939.3329 | 0 | 5.1253 | 883.5458 | 561.9738 | 307.9488 | 2697.9266 | 50.8545 |  | 48.11 | 72.5 | 88 | 110.12 | 168.94 | 95.0433
| 2032 | 893.9475 | 507.1735 | 1540.6632 | 23899.239 | 8093.9613 | 10745.9443 | 0 | 6.9825 | 2044.4823 | 966.9402 | 258.7264 | 48958.06 | 95.7% | 93.83% | 510.244 | 310.4 | 900 | 5153.3 | 2414 | 1363 | 0 | 155 | 843 | 221 | 40 | 135 | 12044.944 |  | 940.0603 | 0 | 5.2959 | 858.659 | 563.8505 | 308.9193 | 2676.785 | 49.2625 |  | 47.51 | 71.025 | 86.12 | 107.56 | 166.615 | 93.6826
| 2033 | 995.0038 | 502.9379 | 1802.2171 | 23822.5026 | 8629.6928 | 10741.9186 | 0 | 7.4734 | 2238.3018 | 964.2918 | 258.041 | 49962.3809 | 95.39% | 93.58% | 567.9245 | 310.4 | 1150 | 5153.3 | 2414 | 1363 | 0 | 155 | 843 | 221 | 40 | 285 | 12502.6245 |  | 940.4223 | 0 | 5.6682 | 943.2645 | 562.2633 | 308.101 | 2759.7192 | 49.8929 |  | 52.04 | 76.765 | 93.65 | 117.485 | 179.74 | 101.1276
| 2034 | 1102.2438 | 539.8024 | 2337.4363 | 23833.745 | 9075.8931 | 10732.9269 | 0 | 9.0219 | 2246.662 | 964.2057 | 258.0401 | 51099.9773 | 95.48% | 93.7% | 629.1346 | 360.4 | 1350 | 5153.3 | 2644 | 1363 | 0 | 155 | 843 | 221 | 40 | 285 | 13043.8346 |  | 939.7339 | 0 | 6.8427 | 947.777 | 562.2048 | 308.0998 | 2764.6582 | 48.8866 |  | 54.85 | 77.64 | 96.15 | 119.61 | 184.43 | 102.7027
| 2035 | 1213.8566 | 620.5783 | 2883.0218 | 23766.4204 | 9525.8995 | 10695.6685 | 0 | 4.3002 | 2336.1758 | 964.0422 | 257.9125 | 52267.8757 | 95.41% | 93.68% | 692.8405 | 410.4 | 1800 | 5153.3 | 2674.5 | 1363 | 0 | 155 | 1043 | 221 | 40 | 285 | 13838.0405 |  | 936.8587 | 0 | 3.2615 | 984.2692 | 562.0917 | 307.9476 | 2794.4287 | 46.813 |  | 55.36 | 75.23 | 91.3 | 111.335 | 162.715 | 96.5873
Emissions price: Fixed price path
Demand: Demonstration path (update)
|  | Generation by type (GWh) | [11 empty] | Renewable % |  | Installed Capacity (MW) | [13 empty] | Generation emissions (kt CO2e) | [6 empty] | Emission intensity of generation (gCO2/kWh) |  | TWA wholesale price ($/MWh) for Haywards GXP
| Year | Home solar | Utility solar | Utility solar (with battery) | Hydro | Wind | Geothermal | Coal | Diesel | Fossil gas | Cogen - fossil | Cogen - renewable | Total | Excl cogen | Incl cogen | Home solar | Utility solar | Utility solar (with battery) | Hydro | Wind | Geothermal | Coal | Diesel | Fossil gas | Cogen - fossil | Cogen - renewable | Battery | Total |  | Geothermal | Coal | Diesel | Fossil gas | Fossil cogen | Renewable cogen | Total | Total |  | 5% | 25% | 50% | 75% | 95% | Mean
| 2022 | 54.723 | 7.7116 | 0 | 16353.1529 | 2426.9903 | 5438.5312 | 238.0665 | 1.762 | 3263.7337 | 658.7209 | 170.7371 | 28614.1291 | 87.39% | 85.45% | 31.2346 | 16 | 0 | 5153.3 | 1002 | 1019 | 485 | 155 | 1223 | 221 | 40 | 0 | 9345.5346 |  | 567.2178 | 205.5913 | 1.3364 | 1310.9401 | 383.1302 | 203.8601 | 2672.076 | 89.9053 |  | 108.135 | 139.3 | 157.73 | 180.88 | 207.65 | 159.296
| 2023 | 108.6884 | 53.7565 | 0 | 24131.4753 | 3798.7205 | 8351.2908 | 138.528 | 0.53323 | 3819.3342 | 964.1775 | 258.0391 | 41624.5436 | 90.2% | 88.17% | 62.0368 | 55.4 | 0 | 5153.3 | 1254 | 1171 | 485 | 155 | 1223 | 221 | 40 | 35 | 9854.7368 |  | 836.2572 | 119.6312 | 0.40443 | 1522.1266 | 562.1909 | 308.0987 | 3348.709 | 76.7499 |  | 68.82 | 91.485 | 108.67 | 126.31 | 156.795 | 110.4293
| 2024 | 173.2248 | 94.1 | 0 | 24058.6784 | 4583.9169 | 9442.4172 | 91.5971 | 1.3594 | 2604.149 | 966.3144 | 258.5727 | 42274.3299 | 93.43% | 91.33% | 98.8726 | 55.4 | 0 | 5153.3 | 1326.5 | 1171 | 485 | 155 | 843 | 221 | 40 | 135 | 9684.0726 |  | 884.9346 | 79.1021 | 1.031 | 1066.5126 | 563.4016 | 308.7358 | 2903.7177 | 64.1997 |  | 44.625 | 64.285 | 84.3 | 108.065 | 146.565 | 88.4324
| 2025 | 243.9617 | 158.5443 | 0 | 24176.1249 | 4975.8041 | 9309.5405 | 105.7501 | 1.7699 | 2568.4844 | 963.8199 | 257.9134 | 42761.7131 | 93.56% | 91.49% | 139.2476 | 133.4 | 0 | 5153.3 | 1580.5 | 1171 | 485 | 155 | 843 | 221 | 40 | 135 | 10056.4476 |  | 866.3575 | 91.3245 | 1.3424 | 1052.579 | 561.9738 | 307.9486 | 2881.5258 | 62.962 |  | 42.745 | 62.865 | 83.88 | 104.315 | 140.54 | 86.0191
| 2026 | 321.7257 | 229.3834 | 0 | 24084.3939 | 5857.9894 | 9331.2045 | 108.6928 | 2.6611 | 2362.2107 | 964.2382 | 258.0328 | 43520.5326 | 94.15% | 92.1% | 183.6334 | 133.4 | 0 | 5153.3 | 1710.5 | 1251 | 485 | 155 | 843 | 221 | 40 | 135 | 10310.8334 |  | 866.6574 | 93.8658 | 2.0183 | 972.0049 | 562.2656 | 308.0912 | 2804.9033 | 60.0551 |  | 43.4 | 67.255 | 83.47 | 103.49 | 142.4 | 87.1371
| 2027 | 405.9852 | 288.869 | 0 | 24003.3197 | 6411.4804 | 9884.3015 | 0 | 5.2838 | 2082.1672 | 964.2164 | 257.9964 | 44303.6198 | 95.15% | 93.11% | 231.7267 | 168.4 | 0 | 5153.3 | 1906.5 | 1251 | 0 | 155 | 843 | 221 | 40 | 135 | 10104.9267 |  | 894.0426 | 0 | 4.0075 | 869.2202 | 562.2341 | 308.0477 | 2637.5521 | 54.5845 |  | 47.29 | 72.005 | 85.19 | 106.635 | 157.505 | 92.1137
| 2028 | 495.4853 | 341.7322 | 0 | 24056.2823 | 7357.5196 | 9863.6303 | 0 | 6.1427 | 1875.3178 | 967.0357 | 258.8143 | 45221.9603 | 95.72% | 93.7% | 282.8113 | 204.4 | 0 | 5153.3 | 2106.5 | 1251 | 0 | 155 | 843 | 221 | 40 | 135 | 10392.0113 |  | 888.4485 | 0 | 4.659 | 781.2611 | 563.8777 | 309.0243 | 2547.2705 | 51.6188 |  | 45.165 | 69.2 | 81.81 | 103.63 | 151.265 | 88.8853
| 2029 | 587.3058 | 410.9412 | 222.5779 | 23929.6848 | 7957.1341 | 9806.4417 | 0 | 7.3632 | 1788.5721 | 964.0621 | 257.9331 | 45932.016 | 95.98% | 93.99% | 335.2202 | 260.4 | 200 | 5153.3 | 2290.5 | 1251 | 0 | 155 | 843 | 221 | 40 | 135 | 10884.4202 |  | 882.1507 | 0 | 5.5846 | 746.1995 | 562.1048 | 307.9721 | 2504.0117 | 49.9641 |  | 45.57 | 68.66 | 82.94 | 101.74 | 153.135 | 88.4968
| 2030 | 683.0623 | 434.7283 | 359.9297 | 23910.9595 | 8577.8692 | 9816.933 | 0 | 7.8822 | 1809.2666 | 963.5768 | 257.866 | 46822.0736 | 96.02% | 94.06% | 389.8757 | 260.4 | 200 | 5153.3 | 2410.5 | 1251 | 0 | 155 | 843 | 221 | 40 | 135 | 11059.0757 |  | 884.5341 | 0 | 5.9783 | 757.3579 | 561.7801 | 307.892 | 2517.5424 | 49.2965 |  | 45.96 | 69.82 | 85.13 | 103.595 | 157.48 | 91.1054
| 2031 | 786.933 | 432.9328 | 859.9086 | 23851.0129 | 8953.8311 | 9793.5299 | 0 | 8.6411 | 1900.4384 | 963.8199 | 257.9136 | 47808.9613 | 95.9% | 93.99% | 449.1627 | 260.4 | 550 | 5153.3 | 2510.5 | 1251 | 0 | 155 | 843 | 221 | 40 | 135 | 11568.3627 |  | 880.6923 | 0 | 6.5538 | 797.4269 | 561.9738 | 307.9488 | 2554.5956 | 49.0566 |  | 48.65 | 73.075 | 88.61 | 110.18 | 167.66 | 95.9462
| 2032 | 893.9475 | 431.7833 | 1545.1081 | 23845.8932 | 9338.8929 | 9810.495 | 0 | 8.9952 | 1844.0638 | 966.9402 | 258.7264 | 48944.8455 | 96.12% | 94.24% | 510.244 | 260.4 | 900 | 5153.3 | 2710.5 | 1251 | 0 | 155 | 843 | 221 | 40 | 135 | 12179.444 |  | 881.8588 | 0 | 6.8224 | 773.2159 | 563.8505 | 308.9193 | 2534.667 | 47.5189 |  | 48.66 | 72.045 | 87.17 | 109.05 | 167.485 | 94.5153
| 2033 | 995.0038 | 480.2603 | 1833.0528 | 23759.445 | 9833.3754 | 9808.3844 | 0 | 8.9756 | 2014.2226 | 964.2918 | 258.041 | 49955.0528 | 95.85% | 94.02% | 567.9245 | 310.4 | 1150 | 5153.3 | 2810.5 | 1251 | 0 | 155 | 843 | 221 | 40 | 285 | 12787.1245 |  | 882.2421 | 0 | 6.8076 | 845.8974 | 562.2633 | 308.101 | 2605.3113 | 47.9448 |  | 52.375 | 76.13 | 92.93 | 114.715 | 177.94 | 99.7774
| 2034 | 1102.2438 | 540.2756 | 2250.6113 | 23793.4995 | 10205.9005 | 9820.7953 | 0 | 11.1394 | 2137.7272 | 964.2057 | 258.0401 | 51084.4385 | 95.69% | 93.91% | 629.1346 | 360.4 | 1350 | 5153.3 | 2881.8 | 1251 | 0 | 155 | 843 | 221 | 40 | 285 | 13169.6346 |  | 883.4679 | 0 | 8.4487 | 901.0313 | 562.2048 | 308.0998 | 2663.2526 | 47.9925 |  | 57.12 | 80.425 | 96.77 | 122.46 | 185.67 | 104.6926
| 2035 | 1213.8566 | 573.6194 | 3090.6336 | 23700.3042 | 10355.0328 | 9786.0395 | 0 | 6.0604 | 2277.7176 | 964.0181 | 257.9125 | 52225.1947 | 95.52% | 93.78% | 692.8405 | 360.4 | 1800 | 5153.3 | 3041.8 | 1251 | 0 | 155 | 1043 | 221 | 40 | 285 | 14043.3405 |  | 880.8911 | 0 | 4.5965 | 960.3931 | 562.0756 | 307.9476 | 2715.9039 | 46.3352 |  | 56.71 | 77.975 | 93.19 | 113.96 | 166.275 | 99.2859
Emissions price: Current CCR
Demand: Demonstration path (update)
|  | Generation by type (GWh) | [11 empty] | Renewable % |  | Installed Capacity (MW) | [13 empty] | Generation emissions (kt CO2e) | [6 empty] | Emission intensity of generation (gCO2/kWh) |  | TWA wholesale price ($/MWh) for Haywards GXP
| Year | Home solar | Utility solar | Utility solar (with battery) | Hydro | Wind | Geothermal | Coal | Diesel | Fossil gas | Cogen - fossil | Cogen - renewable | Total | Excl cogen | Incl cogen | Home solar | Utility solar | Utility solar (with battery) | Hydro | Wind | Geothermal | Coal | Diesel | Fossil gas | Cogen - fossil | Cogen - renewable | Battery | Total |  | Geothermal | Coal | Diesel | Fossil gas | Fossil cogen | Renewable cogen | Total | Total |  | 5% | 25% | 50% | 75% | 95% | Mean
| 2022 | 54.723 | 7.7116 | 0 | 16328.8525 | 2426.7844 | 5438.4666 | 243.1248 | 1.7727 | 3282.0898 | 658.7201 | 170.7371 | 28612.9826 | 87.31% | 85.37% | 31.2346 | 16 | 0 | 5153.3 | 1002 | 1019 | 485 | 155 | 1223 | 221 | 40 | 0 | 9345.5346 |  | 567.2106 | 209.9597 | 1.3445 | 1318.5692 | 383.1298 | 203.8601 | 2684.0739 | 90.5299 |  | 108.875 | 139.855 | 158.25 | 181.8 | 208.355 | 159.9888
| 2023 | 108.6884 | 53.7565 | 0 | 24123.6729 | 3798.7177 | 8351.312 | 131.7308 | 0.5428 | 3831.3383 | 964.1815 | 258.0392 | 41621.9802 | 90.19% | 88.16% | 62.0368 | 55.4 | 0 | 5153.3 | 1254 | 1171 | 485 | 155 | 1223 | 221 | 40 | 35 | 9854.7368 |  | 836.2628 | 113.7612 | 0.41168 | 1527.3235 | 562.1929 | 308.0988 | 3348.0509 | 76.854 |  | 71.125 | 93.795 | 111.39 | 129.435 | 160.09 | 113.3196
| 2024 | 173.2248 | 94.1 | 0 | 24108.6253 | 4365.2894 | 9448.9449 | 104.4575 | 1.3572 | 2742.7328 | 966.3144 | 258.5727 | 42263.619 | 93.06% | 90.97% | 98.8726 | 55.4 | 0 | 5153.3 | 1254 | 1171 | 485 | 155 | 843 | 221 | 40 | 135 | 9611.5726 |  | 885.5568 | 90.2082 | 1.0294 | 1128.0801 | 563.4016 | 308.7358 | 2977.0119 | 66.1685 |  | 51.87 | 72.85 | 94.55 | 119.065 | 159.86 | 98.5875
| 2025 | 243.9617 | 93.447 | 0 | 24264.9556 | 4631.7552 | 9327.9485 | 123.6589 | 1.8969 | 2782.6061 | 963.8199 | 257.9134 | 42691.9632 | 92.99% | 90.93% | 139.2476 | 55.4 | 0 | 5153.3 | 1426.5 | 1171 | 485 | 155 | 843 | 221 | 40 | 135 | 9824.4476 |  | 867.8432 | 106.7904 | 1.4387 | 1147.1279 | 561.9738 | 307.9486 | 2993.1226 | 65.894 |  | 54.905 | 77.51 | 98.19 | 121.98 | 160.615 | 101.2929
| 2026 | 321.7257 | 282.0405 | 0 | 24186.3126 | 5430.4226 | 9410.8986 | 114.6911 | 2.9624 | 2551.7369 | 964.2382 | 258.0329 | 43523.0616 | 93.69% | 91.65% | 183.6334 | 168.4 | 0 | 5153.3 | 1556.5 | 1251 | 485 | 155 | 843 | 221 | 40 | 135 | 10191.8334 |  | 871.4061 | 99.0458 | 2.2468 | 1054.8082 | 562.2656 | 308.0913 | 2897.8639 | 62.4476 |  | 53.755 | 81.26 | 99.81 | 121.215 | 164.965 | 103.3425
| 2027 | 405.9852 | 336.5162 | 0 | 23906.5428 | 6756.1276 | 9878.4551 | 0 | 4.7745 | 1796.8684 | 964.2164 | 257.9964 | 44307.4827 | 95.82% | 93.76% | 231.7267 | 204.4 | 0 | 5153.3 | 1936.5 | 1251 | 0 | 155 | 843 | 221 | 40 | 135 | 10170.9267 |  | 893.4207 | 0 | 3.6212 | 745.7219 | 562.2341 | 308.0477 | 2513.0457 | 52.6584 |  | 47.875 | 74.635 | 87.7 | 111.705 | 163.36 | 95.0527
| 2028 | 495.4853 | 433.7931 | 368.0024 | 23920.486 | 7233.0994 | 9876.9423 | 0 | 5.8889 | 1640.8125 | 967.0357 | 258.8143 | 45200.36 | 96.26% | 94.22% | 282.8113 | 260.4 | 200 | 5153.3 | 2036.5 | 1251 | 0 | 155 | 843 | 221 | 40 | 135 | 10578.0113 |  | 888.2599 | 0 | 4.4665 | 680.976 | 563.8777 | 309.0243 | 2446.6044 | 50.2744 |  | 48.97 | 76.06 | 90.51 | 113.09 | 168.82 | 97.2642
| 2029 | 587.3058 | 472.5427 | 365.3667 | 23863.4509 | 8051.0586 | 9821.8983 | 0 | 7.1748 | 1528.175 | 964.0621 | 257.9331 | 45918.9681 | 96.56% | 94.56% | 335.2202 | 310.4 | 200 | 5153.3 | 2456.5 | 1251 | 0 | 155 | 843 | 221 | 40 | 135 | 11100.4202 |  | 882.9885 | 0 | 5.4417 | 634.1181 | 562.1048 | 307.9721 | 2392.6253 | 48.3615 |  | 50.24 | 75.865 | 92.6 | 113.71 | 169.47 | 97.5808
| 2030 | 683.0623 | 508.8462 | 357.7271 | 23795.6828 | 9013.97 | 9834.1279 | 0 | 6.883 | 1413.0576 | 963.5768 | 257.866 | 46834.7996 | 96.89% | 94.91% | 389.8757 | 310.4 | 200 | 5153.3 | 2556.5 | 1251 | 0 | 155 | 843 | 221 | 40 | 135 | 11255.0757 |  | 885.3913 | 0 | 5.2204 | 586.5695 | 561.7801 | 307.892 | 2346.8533 | 46.4431 |  | 49.305 | 75.705 | 92.49 | 116.44 | 169.3 | 97.8356
| 2031 | 786.933 | 506.8423 | 895.63 | 23674.6216 | 9475.968 | 9803.4792 | 0 | 7.3101 | 1439.2534 | 963.8199 | 257.9136 | 47811.7711 | 96.9% | 94.96% | 449.1627 | 310.4 | 550 | 5153.3 | 2656.5 | 1251 | 0 | 155 | 843 | 221 | 40 | 135 | 11764.3627 |  | 880.7694 | 0 | 5.5443 | 598.3773 | 561.9738 | 307.9488 | 2354.6137 | 45.6762 |  | 50.53 | 78.75 | 96.08 | 118.59 | 174.215 | 101.317
| 2032 | 893.9475 | 580.9752 | 1596.9491 | 23701.8055 | 9619.5591 | 9812.5014 | 0 | 8.2578 | 1488.2496 | 966.9402 | 258.7264 | 48927.9116 | 96.86% | 94.97% | 510.244 | 360.4 | 1150 | 5153.3 | 2745.8 | 1251 | 0 | 155 | 843 | 221 | 40 | 135 | 12564.744 |  | 881.4034 | 0 | 6.2631 | 619.8019 | 563.8505 | 308.9193 | 2380.2382 | 45.1598 |  | 53.955 | 81.035 | 99.21 | 121.695 | 181.505 | 104.4587
| 2033 | 995.0038 | 576.0135 | 2296.7074 | 23557.8829 | 9920.4811 | 9790.3429 | 0 | 7.0776 | 1549.2401 | 964.2918 | 258.041 | 49915.0822 | 96.8% | 94.95% | 567.9245 | 360.4 | 1400 | 5153.3 | 2805.8 | 1251 | 0 | 155 | 843 | 221 | 40 | 285 | 13082.4245 |  | 880.1949 | 0 | 5.368 | 644.2885 | 562.2633 | 308.101 | 2400.2157 | 44.6701 |  | 56.58 | 82.36 | 103.14 | 125.2 | 181.685 | 107.0297
| 2034 | 1102.2438 | 633.5404 | 2998.7211 | 23550.3131 | 10196.371 | 9724.1462 | 0 | 8.3101 | 1598.4666 | 964.1646 | 258.0401 | 51034.3168 | 96.77% | 94.96% | 629.1346 | 410.4 | 1800 | 5153.3 | 2959.8 | 1251 | 0 | 155 | 843 | 221 | 40 | 285 | 13747.6346 |  | 874.4501 | 0 | 6.3028 | 667.4379 | 562.1774 | 308.0998 | 2418.468 | 44.0904 |  | 60.07 | 82.46 | 105.05 | 130.885 | 189.33 | 111.0326
| 2035 | 1213.8566 | 645.5677 | 3437.6195 | 23610.1167 | 10645.104 | 9660.3574 | 0 | 5.6036 | 1745.6599 | 963.8684 | 257.9125 | 52185.6663 | 96.56% | 94.8% | 692.8405 | 410.4 | 2000 | 5153.3 | 3213.8 | 1251 | 0 | 155 | 1043 | 221 | 40 | 285 | 14465.3405 |  | 868.7889 | 0 | 4.25 | 730.5231 | 561.9756 | 307.9476 | 2473.4851 | 44.2256 |  | 62.025 | 85.025 | 107.65 | 126.98 | 175.215 | 110.4266
Emissions price: Higher emissions price path
Demand: Demonstration path (update)
|  | Generation by type (GWh) | [11 empty] | Renewable % |  | Installed Capacity (MW) | [13 empty] | Generation emissions (kt CO2e) | [6 empty] | Emission intensity of generation (gCO2/kWh) |  | TWA wholesale price ($/MWh) for Haywards GXP
| Year | Home solar | Utility solar | Utility solar (with battery) | Hydro | Wind | Geothermal | Coal | Diesel | Fossil gas | Cogen - fossil | Cogen - renewable | Total | Excl cogen | Incl cogen | Home solar | Utility solar | Utility solar (with battery) | Hydro | Wind | Geothermal | Coal | Diesel | Fossil gas | Cogen - fossil | Cogen - renewable | Battery | Total |  | Geothermal | Coal | Diesel | Fossil gas | Fossil cogen | Renewable cogen | Total | Total |  | 5% | 25% | 50% | 75% | 95% | Mean
| 2022 | 54.723 | 7.7116 | 0 | 16325.0951 | 2426.6339 | 5438.3877 | 172.7683 | 2.1709 | 3323.649 | 658.7199 | 170.7371 | 28580.5964 | 87.39% | 85.45% | 31.2346 | 16 | 0 | 5153.3 | 1002 | 1019 | 485 | 155 | 1223 | 221 | 40 | 0 | 9345.5346 |  | 567.201 | 149.2007 | 1.6465 | 1336.6977 | 383.1297 | 203.8601 | 2641.7358 | 88.9492 |  | 124.89 | 159.23 | 181.37 | 209.775 | 238.02 | 183.3705
| 2023 | 108.6884 | 53.7565 | 0 | 24139.9856 | 3798.6198 | 8351.7246 | 94.3039 | 0.59248 | 3827.9166 | 964.1776 | 258.0395 | 41597.805 | 90.28% | 88.25% | 62.0368 | 55.4 | 0 | 5153.3 | 1254 | 1171 | 485 | 155 | 1223 | 221 | 40 | 35 | 9854.7368 |  | 836.294 | 81.4397 | 0.44936 | 1525.3153 | 562.191 | 308.0991 | 3313.7885 | 75.9659 |  | 84.01 | 110.55 | 129.89 | 150.45 | 184.62 | 131.894
| 2024 | 173.2248 | 94.1 | 0 | 24120.3615 | 4446.0368 | 9445.1674 | 70.9436 | 1.4226 | 2670.8391 | 966.3144 | 258.5727 | 42246.9829 | 93.31% | 91.22% | 98.8726 | 55.4 | 0 | 5153.3 | 1326.5 | 1171 | 485 | 155 | 843 | 221 | 40 | 135 | 9684.0726 |  | 885.1999 | 61.2661 | 1.079 | 1098.4719 | 563.4016 | 308.7358 | 2918.1542 | 64.5658 |  | 61.43 | 86.285 | 109.58 | 138.205 | 186.11 | 114.9026
| 2025 | 243.9617 | 93.447 | 0 | 24210.6141 | 4957.9053 | 9309.4517 | 73.4558 | 2.1948 | 2566.1614 | 963.8199 | 257.9135 | 42678.9253 | 93.63% | 91.55% | 139.2476 | 55.4 | 0 | 5153.3 | 1610.5 | 1171 | 485 | 155 | 843 | 221 | 40 | 135 | 10008.4476 |  | 866.2979 | 63.4356 | 1.6646 | 1055.1874 | 561.9738 | 307.9488 | 2856.5081 | 62.4906 |  | 58.565 | 85.315 | 110.18 | 135.15 | 180.425 | 112.5993
| 2026 | 321.7257 | 282.0405 | 0 | 24127.4412 | 5968.5915 | 9282.3465 | 51.8458 | 3.1061 | 2249.6866 | 964.2382 | 258.0328 | 43509.0548 | 94.55% | 92.49% | 183.6334 | 168.4 | 0 | 5153.3 | 1876.5 | 1171 | 485 | 155 | 843 | 221 | 40 | 135 | 10431.8334 |  | 864.1297 | 44.7734 | 2.3558 | 925.3056 | 562.2656 | 308.0911 | 2706.9212 | 57.8893 |  | 55.82 | 84.605 | 105.97 | 132.68 | 179.605 | 111.0392
| 2027 | 405.9852 | 389.7911 | 284.5138 | 23817.22 | 7302.6123 | 9217.3928 | 0 | 6.0129 | 1609.5202 | 964.2164 | 257.9964 | 44255.2612 | 96.25% | 94.17% | 231.7267 | 254.4 | 200 | 5153.3 | 2090.5 | 1171 | 0 | 155 | 843 | 221 | 40 | 135 | 10494.9267 |  | 858.7922 | 0 | 4.5605 | 666.7632 | 562.2341 | 308.0477 | 2400.3977 | 50.0375 |  | 50.515 | 81.615 | 96.64 | 122.08 | 182.97 | 104.5955
| 2028 | 495.4853 | 483.9676 | 366.5888 | 23921.3974 | 7961.8523 | 9214.9054 | 0 | 6.8287 | 1485.4376 | 967.0357 | 258.8143 | 45162.3133 | 96.6% | 94.55% | 282.8113 | 310.4 | 200 | 5153.3 | 2328.5 | 1171 | 0 | 155 | 843 | 221 | 40 | 135 | 10840.0113 |  | 853.4575 | 0 | 5.1792 | 614.6921 | 563.8777 | 309.0243 | 2346.2308 | 47.9737 |  | 54.5 | 81.82 | 99.39 | 124.33 | 180.035 | 105.0926
| 2029 | 587.3058 | 517.9798 | 542.8667 | 23708.5225 | 8901.3095 | 9118.5543 | 0 | 8.5555 | 1268.7331 | 964.0621 | 257.9331 | 45875.8225 | 97.14% | 95.11% | 335.2202 | 310.4 | 550 | 5153.3 | 2628.5 | 1171 | 0 | 155 | 843 | 221 | 40 | 135 | 11542.4202 |  | 842.5024 | 0 | 6.4889 | 525.4539 | 562.1048 | 307.9721 | 2244.5221 | 45.1429 |  | 48.945 | 77.225 | 96.06 | 120.3 | 175.405 | 100.6875
| 2030 | 683.0623 | 507.5878 | 976.7929 | 23614.7248 | 9494.4658 | 9102.4125 | 0 | 7.1509 | 1145.0092 | 963.5768 | 257.866 | 46752.6489 | 97.47% | 95.47% | 389.8757 | 310.4 | 550 | 5153.3 | 2728.5 | 1171 | 0 | 155 | 843 | 221 | 40 | 135 | 11697.0757 |  | 842.3884 | 0 | 5.4236 | 474.4862 | 561.7801 | 307.892 | 2191.9703 | 43.2034 |  | 47.92 | 73.03 | 95.83 | 120.145 | 168.39 | 99.2405
| 2031 | 786.933 | 580.8097 | 1288.8268 | 23556.8646 | 10022.8233 | 9099.7328 | 0 | 8.2218 | 1185.7378 | 963.8199 | 257.9136 | 47751.6833 | 97.43% | 95.48% | 449.1627 | 360.4 | 900 | 5153.3 | 2828.5 | 1171 | 0 | 155 | 843 | 221 | 40 | 135 | 12256.3627 |  | 840.5858 | 0 | 6.2359 | 492.3394 | 561.9738 | 307.9488 | 2209.0836 | 42.6527 |  | 50.3 | 75.87 | 99.67 | 122.6 | 171.64 | 103.1404
| 2032 | 893.9475 | 579.2519 | 1837.2684 | 23575.5395 | 10452.6215 | 9084.4398 | 0 | 9.4903 | 1218.211 | 966.9256 | 258.7264 | 48876.4219 | 97.42% | 95.51% | 510.244 | 360.4 | 1150 | 5153.3 | 3028.5 | 1171 | 0 | 155 | 843 | 221 | 40 | 135 | 12767.444 |  | 838.7706 | 0 | 7.1979 | 506.1439 | 563.8408 | 308.9193 | 2224.8725 | 42.0144 |  | 53.745 | 78.71 | 102.21 | 125.905 | 180.7 | 106.1246
| 2033 | 995.0038 | 604.8929 | 2310.2364 | 23459.0479 | 10967.8369 | 9026.327 | 0 | 8.9059 | 1272.1913 | 964.1178 | 258.041 | 49866.6008 | 97.37% | 95.5% | 567.9245 | 410.4 | 1600 | 5153.3 | 3159.8 | 1171 | 0 | 155 | 843 | 221 | 40 | 285 | 13606.4245 |  | 834.2948 | 0 | 6.7547 | 528.8877 | 562.1471 | 308.101 | 2240.1852 | 41.5125 |  | 57.9 | 79.54 | 105.2 | 128.37 | 185.18 | 108.7351
| 2034 | 1102.2438 | 648.1471 | 3070.4136 | 23441.3072 | 11130.4959 | 9018.0442 | 0 | 9.7064 | 1349.5394 | 963.956 | 258.0401 | 50991.8936 | 97.27% | 95.44% | 629.1346 | 410.4 | 1800 | 5153.3 | 3159.8 | 1171 | 0 | 155 | 843 | 221 | 40 | 285 | 13867.6346 |  | 833.5682 | 0 | 7.3618 | 562.6585 | 562.038 | 308.0998 | 2273.7263 | 41.2564 |  | 61.625 | 84.39 | 109.58 | 132.045 | 189.2 | 113.1726
| 2035 | 1213.8566 | 643.4554 | 3406.1485 | 23474.6323 | 11894.381 | 8989.4714 | 0 | 11.2203 | 1316.9104 | 963.757 | 257.9125 | 52171.7454 | 97.39% | 95.61% | 692.8405 | 410.4 | 2000 | 5153.3 | 3510.8 | 1171 | 0 | 155 | 1043 | 221 | 40 | 285 | 14682.3405 |  | 830.1724 | 0 | 8.51 | 549.4344 | 561.9012 | 307.9476 | 2257.9655 | 39.8065 |  | 60.43 | 85.08 | 108.16 | 132.335 | 185.055 | 112.7474

## Other scenarios
Other scenarios
Notes:
1. All prices are in real 2022 NZD and are the time weighted average spot market price
2. Prices are given at the Haywards grid exit point
3. Emissions and generation values are given as the average (mean) across simulated weather years
4. Prices are given at percentile levels and as means. The price distribution reflects the modelled variation across simulated weather years. For example, the 95th percentile line corresponds to the price that is exceeded in only 5% of weather years
5. The 2022 model year is for the period of 28 April to 31 December
| Generation | [27 empty] | Emissions | [8 empty] | Wholesale prices
Emissions price: Fixed price path
Demand: Current policy reference (update)
|  | Generation by type (GWh) | [11 empty] | Renewable % |  | Installed Capacity (MW) | [13 empty] | Generation emissions (kt CO2e) | [6 empty] | Emission intensity of generation (gCO2/kWh) |  | TWA wholesale price ($/MWh) for Haywards GXP
| Year | Home solar | Utility solar | Utility solar (with battery) | Hydro | Wind | Geothermal | Coal | Diesel | Fossil gas | Cogen - fossil | Cogen - renewable | Total | Excl cogen | Incl cogen | Home solar | Utility solar | Utility solar (with battery) | Hydro | Wind | Geothermal | Coal | Diesel | Fossil gas | Cogen - fossil | Cogen - renewable | Battery | Total |  | Geothermal | Coal | Diesel | Fossil gas | Fossil cogen | Renewable cogen | Total | Total (incl cogen) |  | 5% | 25% | 50% | 75% | 95% | Mean
| 2022 | 54.723 | 7.7116 | 0 | 16342.1799 | 2427.0469 | 5438.6853 | 245.5431 | 1.7112 | 3282.9495 | 658.7214 | 170.7371 | 28630.009 | 87.3% | 85.37% | 31.2346 | 16 | 0 | 5153.3 | 1002 | 1019 | 485 | 155 | 1223 | 221 | 40 | 0 | 9345.5346 |  | 567.2374 | 211.139 | 1.2978 | 1314.1649 | 383.1305 | 203.8601 | 2680.8297 | 90.3627 |  | 108.94 | 140.09 | 158.6 | 181.295 | 208.105 | 159.9671
| 2023 | 108.6884 | 53.7565 | 0 | 24146.4017 | 3798.8831 | 8352.1771 | 142.9089 | 0.59041 | 3864.1981 | 964.1806 | 258.0391 | 41689.824 | 90.1% | 88.07% | 62.0368 | 55.4 | 0 | 5153.3 | 1254 | 1171 | 485 | 155 | 1223 | 221 | 40 | 35 | 9854.7368 |  | 836.3391 | 122.8853 | 0.4478 | 1536.5124 | 562.1925 | 308.0987 | 3366.4758 | 77.1709 |  | 69.93 | 92.55 | 109.69 | 127.3 | 157.45 | 111.3733
| 2024 | 173.2248 | 94.1 | 0 | 24069.0059 | 4433.4047 | 9444.7201 | 103.9511 | 1.3953 | 2678.7344 | 966.3144 | 258.5726 | 42223.4232 | 93.21% | 91.12% | 98.8726 | 55.4 | 0 | 5153.3 | 1326.5 | 1171 | 485 | 155 | 843 | 221 | 40 | 135 | 9684.0726 |  | 885.1523 | 89.3861 | 1.0583 | 1090.1284 | 563.4016 | 308.7357 | 2937.8622 | 65.3044 |  | 46.925 | 65.99 | 86.65 | 109.475 | 148.24 | 90.4869
| 2025 | 243.9617 | 158.5443 | 0 | 24189.7995 | 4678.8095 | 9322.6639 | 113.5513 | 1.6481 | 2600.5523 | 963.8199 | 257.9135 | 42531.2641 | 93.43% | 91.35% | 139.2476 | 133.4 | 0 | 5153.3 | 1426.5 | 1171 | 485 | 155 | 843 | 221 | 40 | 135 | 9902.4476 |  | 867.3567 | 97.6411 | 1.25 | 1057.1433 | 561.9738 | 307.9488 | 2893.3137 | 63.7966 |  | 44.825 | 63.495 | 84.14 | 104.765 | 140.43 | 86.6725
| 2026 | 321.7257 | 229.3834 | 0 | 24042.3833 | 5047.2359 | 9565.2727 | 112.926 | 1.7267 | 2373.345 | 964.2382 | 258.0327 | 42916.2696 | 94.03% | 91.96% | 183.6334 | 133.4 | 0 | 5153.3 | 1556.5 | 1251 | 485 | 155 | 843 | 221 | 40 | 135 | 10156.8334 |  | 879.0946 | 97.1034 | 1.3096 | 967.4372 | 562.2656 | 308.0911 | 2815.3015 | 61.407 |  | 43.62 | 66.185 | 82.26 | 101.85 | 140.34 | 86.1742
| 2027 | 405.9852 | 228.3463 | 0 | 23975.5422 | 5567.4096 | 9913.315 | 0 | 3.6425 | 2025.9183 | 964.2164 | 257.9964 | 43342.372 | 95.18% | 93.09% | 231.7267 | 133.4 | 0 | 5153.3 | 1586.5 | 1251 | 0 | 155 | 843 | 221 | 40 | 135 | 9749.9267 |  | 896.0588 | 0 | 2.7627 | 834.0903 | 562.2341 | 308.0477 | 2603.1936 | 55.9096 |  | 46.175 | 69.935 | 82.85 | 104.065 | 150.645 | 88.951
| 2028 | 495.4853 | 267.3199 | 0 | 24050.3054 | 5934.6652 | 9921.0088 | 0 | 3.9691 | 1953.248 | 967.0357 | 258.8143 | 43851.8519 | 95.41% | 93.33% | 282.8113 | 168.4 | 0 | 5153.3 | 1686.5 | 1251 | 0 | 155 | 843 | 221 | 40 | 135 | 9936.0113 |  | 896.9058 | 0 | 3.0104 | 803.9666 | 563.8777 | 309.0243 | 2576.7848 | 54.6473 |  | 45.145 | 69.04 | 83 | 103.54 | 150.69 | 88.7419
| 2029 | 587.3058 | 284.7421 | 284.4317 | 23899.4479 | 6164.2037 | 9869.6752 | 0 | 4.4099 | 1770.6619 | 964.0621 | 257.9331 | 44086.8736 | 95.86% | 93.79% | 335.2202 | 168.4 | 200 | 5153.3 | 1786.5 | 1251 | 0 | 155 | 843 | 221 | 40 | 135 | 10288.4202 |  | 893.341 | 0 | 3.3447 | 727.7635 | 562.1048 | 307.9721 | 2494.5262 | 52.5037 |  | 44.3 | 66.97 | 80.66 | 98.875 | 147.5 | 85.6542
| 2030 | 683.0623 | 360.2188 | 359.6532 | 23877.6628 | 6314.7105 | 9866.8803 | 0 | 3.7682 | 1724.0034 | 963.5768 | 257.866 | 44411.4023 | 96% | 93.94% | 389.8757 | 260.4 | 200 | 5153.3 | 1786.5 | 1251 | 0 | 155 | 843 | 221 | 40 | 135 | 10435.0757 |  | 894.7183 | 0 | 2.858 | 709.7066 | 561.7801 | 307.892 | 2476.9551 | 51.7242 |  | 44.145 | 65.755 | 80.34 | 98.4 | 147.355 | 85.6251
| 2031 | 786.933 | 434.7206 | 358.0575 | 23855.1692 | 6580.9633 | 9856.6418 | 0 | 4.2215 | 1704.8693 | 963.8199 | 257.9136 | 44803.3097 | 96.08% | 94.03% | 449.1627 | 260.4 | 200 | 5153.3 | 1886.5 | 1251 | 0 | 155 | 843 | 221 | 40 | 135 | 10594.3627 |  | 888.0418 | 0 | 3.2018 | 702.2962 | 561.9738 | 307.9488 | 2463.4623 | 51.0736 |  | 44.495 | 67.685 | 81.07 | 100.135 | 148.505 | 86.7197
| 2032 | 893.9475 | 433.6406 | 524.3865 | 23901.4068 | 6699.0001 | 9873.1448 | 0 | 4.8314 | 1772.9464 | 966.9402 | 258.7259 | 45328.9702 | 95.97% | 93.94% | 510.244 | 260.4 | 400 | 5153.3 | 1886.5 | 1251 | 0 | 155 | 843 | 221 | 40 | 135 | 10855.444 |  | 887.6185 | 0 | 3.6644 | 731.5707 | 563.8505 | 308.9187 | 2495.6228 | 51.2279 |  | 46.745 | 70.76 | 83.71 | 103.435 | 154.72 | 89.6036
| 2033 | 995.0038 | 429.8745 | 818.9054 | 23818.6781 | 6688.0416 | 9854.0303 | 0 | 3.7219 | 1788.5945 | 964.2918 | 258.041 | 45619.1827 | 95.96% | 93.96% | 567.9245 | 260.4 | 550 | 5153.3 | 1886.5 | 1251 | 0 | 155 | 843 | 221 | 40 | 285 | 11213.1245 |  | 886.6157 | 0 | 2.8229 | 737.1301 | 562.2633 | 308.101 | 2496.933 | 50.9294 |  | 46.085 | 68.42 | 85.25 | 105.99 | 157.865 | 90.9153
| 2034 | 1102.2438 | 457.9665 | 1081.1378 | 23812.4253 | 6681.1079 | 9838.6587 | 0 | 3.8505 | 1855.6557 | 964.2057 | 258.0401 | 46055.292 | 95.85% | 93.87% | 629.1346 | 310.4 | 700 | 5153.3 | 1886.5 | 1251 | 0 | 155 | 843 | 221 | 40 | 285 | 11474.3346 |  | 885.374 | 0 | 2.9204 | 766.9188 | 562.2048 | 308.0998 | 2525.5179 | 51.0759 |  | 48.7 | 71.595 | 88.45 | 109.74 | 164.23 | 94.1367
| 2035 | 1213.8566 | 501.0264 | 1362.7654 | 23776.8087 | 6686.5763 | 9834.1067 | 0 | 4.1523 | 1904.9927 | 964.0424 | 257.9125 | 46506.2399 | 95.78% | 93.82% | 692.8405 | 310.4 | 900 | 5153.3 | 1886.5 | 1251 | 0 | 155 | 843 | 221 | 40 | 285 | 11738.0405 |  | 885.4147 | 0 | 3.1493 | 787.5165 | 562.0918 | 307.9476 | 2546.1199 | 51.0252 |  | 50.25 | 73.065 | 91.5 | 112.115 | 168.52 | 96.5097
Emissions price: Current ARP
Demand: Current policy reference (update)
|  | Generation by type (GWh) | [11 empty] | Renewable % |  | Installed Capacity (MW) | [13 empty] | Generation emissions (kt CO2e) | [6 empty] | Emission intensity of generation (gCO2/kWh) |  | TWA wholesale price ($/MWh) for Haywards GXP
|  | Home solar | Utility solar | Utility solar (including battery) | Hydro | Wind | Geothermal | Coal | Diesel | Fossil gas | Cogen - fossil | Cogen - renewable | Total | Excl cogen | Incl cogen | Home solar | Utility solar | Utility solar (with battery) | Hydro | Wind | Geothermal | Coal | Diesel | Fossil gas | Cogen - fossil | Cogen - renewable | Battery | Total |  | Geothermal | Coal | Diesel | Fossil gas | Fossil cogen | Renewable cogen | Total | Total (incl cogen) |  | 5% | 25% | 50% | 75% | 95% | Mean
| 2022 | 54.723 | 7.7116 | 0 | 16343.3988 | 2427.224 | 5438.5442 | 333.5707 | 1.318 | 3215.3556 | 658.7225 | 170.7371 | 28651.3054 | 87.24% | 85.31% | 31.2346 | 16 | 0 | 5153.3 | 1002 | 1019 | 485 | 155 | 1223 | 221 | 40 | 0 | 9345.5346 |  | 567.2178 | 286.8327 | 0.99965 | 1285.1771 | 383.131 | 203.8601 | 2727.2184 | 91.9146 |  | 95.48 | 122.77 | 139.04 | 158.68 | 182.87 | 140.6945
| 2023 | 108.6884 | 53.7565 | 0 | 24106.8637 | 3798.8068 | 8351.4526 | 201.8192 | 0.508 | 3852.5997 | 964.1822 | 258.0394 | 41696.7166 | 89.98% | 87.96% | 62.0368 | 55.4 | 0 | 5153.3 | 1254 | 1171 | 485 | 155 | 1223 | 221 | 40 | 35 | 9854.7368 |  | 836.2687 | 173.5415 | 0.38529 | 1531.2943 | 562.1933 | 308.0991 | 3411.7821 | 78.2447 |  | 59.655 | 80.255 | 94.83 | 111.445 | 137.735 | 96.6895
| 2024 | 173.2248 | 94.1 | 0 | 24037.1393 | 4364.2974 | 9447.3204 | 146.4222 | 1.1666 | 2737.6869 | 966.3144 | 258.5727 | 42226.2447 | 92.96% | 90.88% | 98.8726 | 55.4 | 0 | 5153.3 | 1254 | 1171 | 485 | 155 | 843 | 221 | 40 | 135 | 9611.5726 |  | 885.3813 | 125.9064 | 0.88483 | 1112.4604 | 563.4016 | 308.7358 | 2996.7702 | 66.695 |  | 39.785 | 56.57 | 75.12 | 94.15 | 128.95 | 77.9888
| 2025 | 243.9617 | 158.5443 | 0 | 24188.2318 | 4377.9815 | 9331.9823 | 198.0258 | 1.3869 | 2805.1593 | 963.8199 | 257.9132 | 42527.0068 | 92.73% | 90.67% | 139.2476 | 133.4 | 0 | 5153.3 | 1254 | 1171 | 485 | 155 | 843 | 221 | 40 | 135 | 9729.9476 |  | 868.1759 | 170.2795 | 1.0519 | 1142.499 | 561.9738 | 307.9484 | 3051.9285 | 67.5321 |  | 41.92 | 59.42 | 76.47 | 94.9 | 125.69 | 78.9234
| 2026 | 321.7257 | 229.3834 | 0 | 24112.8375 | 4379.9074 | 9594.9225 | 250.0019 | 1.4027 | 2811.0337 | 964.2382 | 258.0326 | 42923.4858 | 92.66% | 90.62% | 183.6334 | 133.4 | 0 | 5153.3 | 1254 | 1251 | 485 | 155 | 843 | 221 | 40 | 135 | 9854.3334 |  | 881.4419 | 214.9731 | 1.0639 | 1153.3677 | 562.2656 | 308.091 | 3121.2031 | 68.5221 |  | 46.605 | 67.41 | 81.7 | 98.81 | 134.75 | 85.3746
| 2027 | 405.9852 | 228.3463 | 0 | 24084.4458 | 4845.4335 | 9947.9268 | 0 | 3.9514 | 2582.4794 | 964.2164 | 257.9964 | 43320.7813 | 93.86% | 91.8% | 231.7267 | 133.4 | 0 | 5153.3 | 1414 | 1251 | 0 | 155 | 843 | 221 | 40 | 135 | 9577.4267 |  | 898.8024 | 0 | 2.9969 | 1072.0244 | 562.2341 | 308.0477 | 2844.1056 | 61.4977 |  | 51.055 | 70.205 | 87.84 | 108.11 | 158.96 | 93.8945
| 2028 | 495.4853 | 263.1838 | 0 | 24144.4942 | 5412.4271 | 9948.868 | 0 | 4.0828 | 2350.4885 | 967.0357 | 258.8143 | 43844.8797 | 94.48% | 92.42% | 282.8113 | 168.4 | 0 | 5153.3 | 1644 | 1251 | 0 | 155 | 843 | 221 | 40 | 135 | 9893.5113 |  | 899.0583 | 0 | 3.0966 | 973.8918 | 563.8777 | 309.0243 | 2748.9488 | 58.582 |  | 47.395 | 67.4 | 84.04 | 105.025 | 150.125 | 89.8215
| 2029 | 587.3058 | 292.5125 | 284.4317 | 23945.4132 | 5824.2644 | 9900.6566 | 0 | 4.3925 | 2029.8965 | 964.0621 | 257.9331 | 44090.8685 | 95.25% | 93.2% | 335.2202 | 204.4 | 200 | 5153.3 | 1644 | 1251 | 0 | 155 | 843 | 221 | 40 | 135 | 10181.9202 |  | 895.6383 | 0 | 3.3315 | 837.8847 | 562.1048 | 307.9721 | 2606.9314 | 55.0464 |  | 43.705 | 65.305 | 79.34 | 97.61 | 143.34 | 84.2946
| 2030 | 683.0623 | 386.2121 | 359.6532 | 23913.6883 | 6000.7645 | 9889.6682 | 0 | 3.79 | 1955.2834 | 963.5768 | 257.866 | 44413.5648 | 95.46% | 93.42% | 389.8757 | 260.4 | 200 | 5153.3 | 1744 | 1251 | 0 | 155 | 843 | 221 | 40 | 135 | 10392.5757 |  | 896.383 | 0 | 2.8745 | 807.3258 | 561.7801 | 307.892 | 2576.2555 | 53.9566 |  | 43.48 | 64.955 | 77.98 | 97.21 | 144.34 | 84.4327
| 2031 | 786.933 | 434.6301 | 358.0575 | 23930.3632 | 6177.1171 | 9887.8559 | 0 | 4.3799 | 1995.3684 | 963.8199 | 257.9136 | 44796.4385 | 95.41% | 93.38% | 449.1627 | 260.4 | 200 | 5153.3 | 1744 | 1251 | 0 | 155 | 843 | 221 | 40 | 135 | 10451.8627 |  | 894.3144 | 0 | 3.3219 | 825.8962 | 561.9738 | 307.9488 | 2593.4552 | 53.8793 |  | 45.86 | 67.83 | 82.83 | 102.175 | 150.67 | 87.9107
| 2032 | 893.9475 | 433.5378 | 719.4838 | 23954.6563 | 6194.8193 | 9907.8559 | 0 | 4.6315 | 1974.9322 | 966.9402 | 258.7264 | 45309.5308 | 95.51% | 93.5% | 510.244 | 260.4 | 400 | 5153.3 | 1744 | 1251 | 0 | 155 | 843 | 221 | 40 | 135 | 10712.944 |  | 895.9372 | 0 | 3.5128 | 816.9492 | 563.8505 | 308.9193 | 2589.1691 | 53.1647 |  | 46.3 | 69.485 | 84.03 | 101.685 | 155.7 | 89.6002
| 2033 | 995.0038 | 429.6952 | 1111.3411 | 23814.2923 | 6181.2423 | 9862.7683 | 0 | 4.4042 | 1975.6887 | 964.2918 | 258.041 | 45596.7686 | 95.54% | 93.54% | 567.9245 | 260.4 | 700 | 5153.3 | 1744 | 1251 | 0 | 155 | 843 | 221 | 40 | 135 | 11070.6245 |  | 892.4344 | 0 | 3.3404 | 817.2813 | 562.2633 | 308.101 | 2583.4204 | 52.7192 |  | 47.54 | 69.505 | 85.47 | 105.84 | 159.625 | 91.1157
| 2034 | 1102.2438 | 428.0838 | 1471.8159 | 23797.8934 | 6173.1767 | 9851.3174 | 0 | 4.5197 | 1962.5127 | 964.2057 | 258.0401 | 46013.8091 | 95.61% | 93.63% | 629.1346 | 260.4 | 900 | 5153.3 | 1744 | 1251 | 0 | 155 | 843 | 221 | 40 | 135 | 11331.8346 |  | 891.6334 | 0 | 3.428 | 812.6007 | 562.2048 | 308.0998 | 2577.9668 | 52.1252 |  | 48.32 | 70.26 | 87.13 | 108.005 | 164.84 | 92.4903
| 2035 | 1213.8566 | 425.7821 | 1865.2882 | 23751.0572 | 6175.3972 | 9846.9052 | 0 | 4.8849 | 1953.5326 | 964.0424 | 257.9125 | 46458.6589 | 95.67% | 93.71% | 692.8405 | 260.4 | 1150 | 5153.3 | 1744 | 1251 | 0 | 155 | 843 | 221 | 40 | 135 |  |  | 891.7061 | 0 | 3.705 | 808.6548 | 562.0918 | 307.9476 | 2574.1053 | 51.5428 |  | 49.6 | 71.025 | 88.58 | 108.27 | 167.205 | 93.5184
Emissions price: Current CCR
Demand: Tiwai closes
|  | Generation by type (GWh) | [11 empty] | Renewable % |  | Installed Capacity (MW) | [13 empty] | Generation emissions (kt CO2e) | [6 empty] | Emission intensity of generation (gCO2/kWh) |  | TWA wholesale price ($/MWh) for Haywards GXP
|  | Home solar | Utility solar | Utility solar (including battery) | Hydro | Wind | Geothermal | Coal | Diesel | Fossil gas | Cogen - fossil | Cogen - renewable | Total | Excl cogen | Incl cogen | Home solar | Utility solar | Utility solar (with battery) | Hydro | Wind | Geothermal | Coal | Diesel | Fossil gas | Cogen - fossil | Cogen - renewable | Battery | Total |  | Geothermal | Coal | Diesel | Fossil gas | Fossil cogen | Renewable cogen | Total | Total (incl cogen) |  | 5% | 25% | 50% | 75% | 95% | Mean
| 2022 | 54.723 | 7.7116 | 0 | 16355.4989 | 2426.9725 | 5438.476 | 239.4881 | 1.7354 | 3260.8281 | 658.7221 | 170.7371 | 28614.8927 | 87.4% | 85.46% | 31.2346 | 16 | 0 | 5153.3 | 1002 | 1019 | 485 | 155 | 1223 | 221 | 40 | 0 | 9345.5346 |  | 567.2123 | 205.9324 | 1.3162 | 1304.8913 | 383.1308 | 203.8601 | 2666.3432 | 89.9042 |  | 107.815 | 139.155 | 157.85 | 181.005 | 207.92 | 159.2207
| 2023 | 108.6884 | 53.7565 | 0 | 24323.3952 | 3798.9706 | 8352.5146 | 113.3896 | 0.67565 | 3661.1969 | 964.1805 | 258.0394 | 41634.8073 | 90.66% | 88.62% | 62.0368 | 55.4 | 0 | 5153.3 | 1254 | 1171 | 485 | 155 | 1223 | 221 | 40 | 35 | 9854.7368 |  | 836.3854 | 97.5021 | 0.51244 | 1450.5884 | 562.1924 | 308.099 | 3255.2798 | 74.6021 |  | 66.435 | 91.94 | 107.67 | 126.155 | 155.82 | 109.7484
| 2024 | 173.2248 | 94.1 | 0 | 24680.2866 | 4363.6785 | 9445.9132 | 47.3754 | 2.0184 | 2270.7131 | 966.3144 | 258.5727 | 42302.1971 | 94.35% | 92.23% | 98.8726 | 55.4 | 0 | 5153.3 | 1254 | 1171 | 485 | 155 | 843 | 221 | 40 | 135 | 9611.5726 |  | 885.2154 | 40.7375 | 1.5308 | 914.6391 | 563.4016 | 308.7358 | 2714.2601 | 59.8969 |  | 36.525 | 58.14 | 79.92 | 101.615 | 141.795 | 82.7402
| 2025 | 243.9617 | 93.447 | 0 | 22290.6033 | 4347.7946 | 9257.4175 | 1.6435 | 0.037753 | 587.4059 | 963.8199 | 257.9134 | 38044.0446 | 98.4% | 95.92% | 139.2476 | 55.4 | 0 | 5153.3 | 1254 | 1171 | 485 | 155 | 843 | 221 | 40 | 135 | 9651.9476 |  | 860.4826 | 1.4132 | 0.028634 | 227.4235 | 561.9738 | 307.9486 | 1959.2704 | 46.7712 |  | 7.515 | 15.82 | 24.36 | 35.125 | 68.015 | 28.4701
| 2026 | 321.7257 | 93.026 | 0 | 22862.3602 | 4360.7896 | 9283.0274 | 0.4505 | 0.15557 | 725.8228 | 964.2382 | 258.0329 | 38869.6291 | 98.07% | 95.65% | 183.6334 | 55.4 | 0 | 5153.3 | 1254 | 1171 | 485 | 155 | 843 | 221 | 40 | 135 | 9696.3334 |  | 863.1147 | 0.38738 | 0.11799 | 283.4851 | 562.2656 | 308.0913 | 2017.4621 | 47.274 |  | 12.915 | 22.73 | 35.2 | 49.24 | 76.615 | 38.7378
| 2027 | 405.9852 | 92.5392 | 0 | 23371.7296 | 4378.8822 | 9313.5881 | 0 | 2.8753 | 920.4843 | 964.2164 | 257.9964 | 39708.2969 | 97.6% | 95.25% | 231.7267 | 55.4 | 0 | 5153.3 | 1254 | 1171 | 0 | 155 | 843 | 221 | 40 | 135 | 9259.4267 |  | 866.176 | 0 | 2.1808 | 371.1302 | 562.2341 | 308.0477 | 2109.7688 | 48.5991 |  | 28.855 | 45.725 | 60.57 | 75.97 | 103.855 | 62.5602
| 2028 | 495.4853 | 173.6699 | 0 | 23705.9536 | 4396.0269 | 9354.1055 | 0 | 2.9201 | 1312.3983 | 967.0357 | 258.8143 | 40666.4097 | 96.67% | 94.39% | 282.8113 | 133.4 | 0 | 5153.3 | 1254 | 1171 | 0 | 155 | 843 | 221 | 40 | 135 | 9388.5113 |  | 869.8708 | 0 | 2.2148 | 531.6494 | 563.8777 | 309.0243 | 2276.6369 | 51.5446 |  | 41.22 | 64.29 | 77.31 | 95.94 | 128.695 | 80.6263
| 2029 | 587.3058 | 272.5254 | 43.5687 | 23844.6452 | 4653.4462 | 9331.6959 | 0 | 3.6067 | 1520.3049 | 964.0621 | 257.9331 | 41479.0942 | 96.21% | 94% | 335.2202 | 168.4 | 200 | 5153.3 | 1354 | 1171 | 0 | 155 | 843 | 221 | 40 | 135 | 9775.9202 |  | 868.5224 | 0 | 2.7355 | 618.226 | 562.1048 | 307.9721 | 2359.5609 | 52.5461 |  | 51.01 | 76.415 | 88.85 | 109.075 | 149.03 | 92.8716
| 2030 | 683.0623 | 322.5524 | 478.9333 | 23662.558 | 5385.343 | 9303.5496 | 0 | 4.0113 | 1421.6537 | 963.5768 | 257.866 | 42483.1065 | 96.54% | 94.38% | 389.8757 | 204.4 | 400 | 5153.3 | 1654 | 1171 | 0 | 155 | 843 | 221 | 40 | 135 | 10366.5757 |  | 865.2979 | 0 | 3.0424 | 578.6431 | 561.7801 | 307.892 | 2316.6555 | 50.3646 |  | 47.705 | 74.51 | 89.24 | 111.145 | 156.81 | 94.3133
| 2031 | 786.933 | 468.9823 | 969.5693 | 23540.9719 | 6010.2346 | 9259.3976 | 0 | 4.3499 | 1327.2006 | 963.8199 | 257.9136 | 43589.3727 | 96.86% | 94.73% | 449.1627 | 360.4 | 700 | 5153.3 | 1754 | 1171 | 0 | 155 | 843 | 221 | 40 | 135 | 10981.8627 |  | 856.8152 | 0 | 3.2992 | 540.9424 | 561.9738 | 307.9488 | 2270.9793 | 48.1248 |  | 46.275 | 71.06 | 87.87 | 106.845 | 153.905 | 92.7851
| 2032 | 893.9475 | 586.4298 | 1250.0085 | 23716.7051 | 6410.3093 | 9288.7509 | 0 | 5.5209 | 1374.1835 | 966.9402 | 258.7264 | 44751.5221 | 96.83% | 94.76% | 510.244 | 360.4 | 700 | 5153.3 | 1814 | 1171 | 0 | 155 | 843 | 221 | 40 | 135 | 11102.944 |  | 859.4119 | 0 | 4.1874 | 561.2036 | 563.8505 | 308.9193 | 2297.5728 | 47.4557 |  | 50.55 | 73.915 | 93.69 | 110.385 | 157.49 | 96.3752
| 2033 | 995.0038 | 581.5962 | 1239.6049 | 23647.1383 | 6911.6737 | 9831.9916 | 0 | 4.7086 | 1379.6715 | 964.2918 | 258.041 | 45813.7213 | 96.9% | 94.87% | 567.9245 | 360.4 | 700 | 5153.3 | 1944 | 1251 | 0 | 155 | 843 | 221 | 40 | 285 | 11520.6245 |  | 886.539 | 0 | 3.5712 | 562.6333 | 562.2633 | 308.101 | 2323.1077 | 46.3085 |  | 50.95 | 75.95 | 96.11 | 114.67 | 163.985 | 98.7969
| 2034 | 1102.2438 | 579.2563 | 1880.8928 | 23501.3719 | 7394.6482 | 9839.7222 | 0 | 5.3144 | 1403.1595 | 964.2057 | 258.0401 | 46928.8548 | 96.92% | 94.94% | 629.1346 | 360.4 | 1350 | 5153.3 | 2104.5 | 1251 | 0 | 155 | 843 | 221 | 40 | 285 | 12392.3346 |  | 885.1951 | 0 | 4.0307 | 573.6476 | 562.2048 | 308.0998 | 2333.1781 | 45.412 |  | 52.745 | 76.195 | 95.58 | 115.46 | 168.155 | 100.3236
| 2035 | 1213.8566 | 623.4375 | 2663.4181 | 23468.1792 | 7489.0206 | 9813.4422 | 0 | 6.6304 | 1519.2769 | 964.0424 | 257.9125 | 48019.2165 | 96.74% | 94.81% | 692.8405 | 410.4 | 1600 | 5153.3 | 2104.5 | 1251 | 0 | 155 | 843 | 221 | 40 | 285 | 12756.0405 |  | 883.1384 | 0 | 5.0288 | 623.6073 | 562.0918 | 307.9476 | 2381.8139 | 45.4192 |  | 58.725 | 80.35 | 103.13 | 122.92 | 177.935 | 105.6202

## Sensitivity factor analysis
Sensitivity factor between wholesale prices and emissions prices
Notes:
1. Analysis is based on TWA prices at the Haywards GXP averaged across simulated weather years
2. Prices shown are in real 2022 dollars
5. The 2022 model year is for the period of 28 April to 31 December
| Emissions price paths ($/tCO2e) |  |  |  | TWA electricity price ($/MWh) |  |  |  | Linear regression analysis
Year | Current ARP | Fixed price path | Current CCR | Higher emissions price path | Current ARP | Fixed price path | Current CCR | Higher emissions price path | Sensitivity factor ($/MWh / $/tCO2e) | Estimated TWAP wo emissions pricing ($/MWh) | Regulatory period average ($/MWh / $/tCO2e) | long-term average ($/MWh / $/tCO2e)
2022 | 30 | 70 | 70 | 120 | 140.3979 | 159.296 | 159.9888 | 183.3705 | 0.4773 | 126.1594
2023 | 31.5 | 70 | 77 | 127 | 95.9241 | 110.4293 | 113.3196 | 131.894 | 0.37668 | 84.123 | 0.2826 | 0.16084
2024 | 33.075 | 70 | 84.7 | 134.7 | 78.9429 | 88.4324 | 98.5875 | 114.9026 | 0.36205 | 66.0283 | 0.2826 | 0.16084
2025 | 34.7288 | 70 | 93.17 | 143.17 | 80.15 | 86.0191 | 101.2929 | 112.5993 | 0.31542 | 68.12 | 0.2826 | 0.16084
2026 | 36.4652 | 70 | 102.487 | 152.487 | 84.0138 | 87.1371 | 103.3425 | 111.0392 | 0.2525 | 73.5672 | 0.2826 | 0.16084
2027 | 38.2884 | 70 | 112.7357 | 162.7357 | 91.3107 | 92.1137 | 95.0527 | 104.5955 | 0.10633 | 85.5665 | 0.2826 | 0.16084
2028 | 40.2029 | 70 | 124.0093 | 174.0093 | 87.0632 | 88.8853 | 97.2642 | 105.0926 | 0.13915 | 80.3753 |  | 0.16084
2029 | 42.213 | 70 | 136.4102 | 186.4102 | 84.9419 | 88.4968 | 97.5808 | 100.6875 | 0.11272 | 80.6673 |  | 0.16084
2030 | 44.3237 | 70 | 150.0512 | 200.0512 | 88.2673 | 91.1054 | 97.8356 | 99.2405 | 0.072046 | 85.7472 |  | 0.16084
2031 | 46.5398 | 70 | 154.5528 | 204.5528 | 95.0433 | 95.9462 | 101.317 | 103.1404 | 0.053767 | 92.4682 |  | 0.16084
2032 | 48.8668 | 70 | 159.1893 | 209.1893 | 93.6826 | 94.5153 | 104.4587 | 106.1246 | 0.084919 | 89.3512 |  | 0.16084
2033 | 51.3102 | 70 | 163.965 | 213.965 | 101.1276 | 99.7774 | 107.0297 | 108.7351 | 0.054972 | 97.3063 |  | 0.16084
2034 | 53.8757 | 70 | 168.884 | 218.884 | 102.7027 | 104.6926 | 111.0326 | 113.1726 | 0.062723 | 99.8773 |  | 0.16084
2035 | 56.5695 | 70 | 173.9505 | 223.9505 | 96.5873 | 99.2859 | 110.4266 | 112.7474 | 0.097645 | 91.9589 |  | 0.16084
Wholesale TWA to retail price scaling
| Rs | Hs | Ls | Total
Residential | 1.03 | 1.1 | 1.03 | 1.167
Commercial | 1.04 | 1.1 | 1.02 | 1.1669
Industrial | 1 | 1.1 | 1 | 1.1
Sensitivity factor between retail prices and emissions prices
Fuel | Unit | Factor
|  | High impact | Low impact
Residential | $/MWh / $/tCO2e | 0.32979 | 0.1877
Commercial | $/MWh / $/tCO2e | 0.32976 | 0.18768
Industrial | $/MWh / $/tCO2e | 0.31086 | 0.17692

## Retail price estimates
Retail price emissions component estimates for a range of emissions prices
Notes:
1. These estimates are based on analysis of the Demonstration path scenarios and reflect the trend of the sensitivity of the wholesale price to emissions prices over multiple years
2. The high impact setting uses the average of the retail price sensitivity factor over the period of 2023-2027
3. The low impact setting uses the average of the retail price sensitivity factor over the period of 2023-2035
4. By 2027 the emissions price sensitivity factor falls below the low impact setting and this quantification would overstate potential price impacts.
5. 2021 prices are based on MBIE reporting and represent fixed and variable components of a typical bill. All prices have been inflated to real 2022 dollars.
Emissions component of price (c/kWh)
Emissions price ($/tCO2e)
| Fuel | Sector | 2021 price (c/kWh) | Sensitivity factor ($/MWh / $/tCO2e) | 50 | 100 | 150 | 200 | 250
| High impact | Residential* | 30.5532 | 0.33 | 1.8975 | 3.795 | 5.6925 | 7.59 | 9.4875
|  | Commercial | 18.5392 | 0.33 | 1.65 | 3.3 | 4.95 | 6.6 | 8.25
|  | Industrial | 17.1209 | 0.31 | 1.55 | 3.1 | 4.65 | 6.2 | 7.75
| Low impact | Residential* | 30.5532 | 0.19 | 1.0925 | 2.185 | 3.2775 | 4.37 | 5.4625
|  | Commercial | 18.5392 | 0.19 | 0.95 | 1.9 | 2.85 | 3.8 | 4.75
|  | Industrial | 17.1209 | 0.18 | 0.9 | 1.8 | 2.7 | 3.6 | 4.5
*prices include GST of 15%

## Generation EBITDA
Generation EBITDA analysis for demonstration path scenarios
Calculation details:
1. EBITDA (Earnings Before Interest, Taxes, Depreciation, and Amortization) is modelled generation spot market revenue less fuel, emissions and O&M (operation and maintenance) costs. Calculations are performed at the plant, hydro scheme or project level. Aggregated totals are shown here for the demonstration path scenarios.
2. The calculations are based on the average (mean) spot market revenue and generation across simulated weather years. These are outputs from the E-Market model.
3. For thermal plants, fuel costs are the product of assumed plant heat rate, modelled generation and assumed fuel price. Emissions costs are the product of assumed plant heat rate, modelled generation, assumed emissions price and fuel emission intensity.
4. Geothermal emissions costs are product of assumed emission intensity of fields and generation output. Assumed field intensities are static and based on the average of publicly reported field monitoring.
5. Variable and fixed O&M components are included in this analysis. Cost assumptions are based on MBIE generation stack update reports and other information.
6. Generator paid transmission costs are excluded from this analysis.
7. Cogeneration is excluded from totals.
8. The analysis does not including hedging in the wholesale market or other financial contracts. It is not a firm level analysis and retail books are not represented.
Notes:
1. All dollar amounts are in real 2022 dollars.
2. Regulatory period totals are undiscounted.
3. Coal generation EBITDA is negative in all modelled scenarios. It is assumed that this generation covers its cost through financial contracts.
4. The 2022 model year is for the period of 28 April to 31 December.
5. The average emissions price presented in the scenario comparison chart is the simple time weighted average over the period of 2023-2027.
Emissions price: Current ARP
Demand: Demonstration path (update)
|  | Modelled spot market revenue (million $) | [14 empty] | EBIDTA (million $) | [14 empty] | Annual generation (TWh)
|  | Existing generation | [5 empty] | New generation | [8 empty] | Existing generation | [5 empty] | New generation | [8 empty] | Existing generation | [5 empty] | New generation
| Year | Hydro | Wind | Geothermal | Coal | Diesel | Gas | Hydro | Wind | Geothermal | Coal | Diesel | Gas | Utility solar | Utility solar (with battery) | Year | Hydro | Wind | Geothermal | Coal | Diesel | Gas | Hydro | Wind | Geothermal | Coal | Diesel | Gas | Utility solar | Utility solar (with battery) | Year | Hydro | Wind | Geothermal | Coal | Diesel | Gas | Hydro | Wind | Geothermal | Coal | Diesel | Gas | Utility solar | Utility solar (with battery)
| 2022 | 2272.5327 | 313.9267 | 759.7055 | 66.443 | 0.78582 | 546.5689 | 0 | 0 | 0 | 0 | 0 | 0 | 0.93846 | 0 | 2022 | 2090.2699 | 261.6837 | 533.358 | -11.2525 | -2.7299 | 221.1346 | 0 | 0 | 0 | 0 | 0 | 0 | 0.4896 | 0 | 2022 | 16.3402 | 2.4271 | 5.4385 | 0.32779 | 0.0012873 | 3.2078 | 0 | 0 | 0 | 0 | 0 | 0 | 0.0077116 | 0
| 2023 | 2263.8157 | 321.1699 | 774.4605 | 32.4587 | 0.28498 | 509.9612 | 0 | 13.4813 | 20.5319 | 0 | 0 | 0 | 4.9241 | 0 | 2023 | 2081.5529 | 255.989 | 539.1449 | -31.2733 | -3.1266 | 131.1833 | 0 | 5.0528 | -11.048 | 0 | 0 | 0 | 3.4309 | 0 | 2023 | 24.0906 | 3.6238 | 7.9985 | 0.19351 | 0.00046611 | 3.8135 | 0 | 0.17475 | 0.352 | 0 | 0 | 0 | 0.053757 | 0
| 2024 | 1857.1544 | 261.4597 | 622.9667 | 26.8377 | 0.76322 | 328.5584 | 0 | 54.7526 | 106.7314 | 0 | 0 | 0 | 7.5099 | 0 | 2024 | 1674.8916 | 196.1922 | 385.8338 | -32.53 | -2.7381 | 52.1438 | 0 | 40.2871 | 74.0249 | 0 | 0 | 0 | 5.9183 | 0 | 2024 | 24.0525 | 3.6318 | 8.0474 | 0.15086 | 0.0011532 | 2.7636 | 0 | 0.73311 | 1.3997 | 0 | 0 | 0 | 0.0941 | 0
| 2025 | 1902.9795 | 265.8557 | 625.9016 | 34.4677 | 1.0948 | 336.0542 | 0 | 71.334 | 107.8825 | 0 | 0 | 0 | 12.1505 | 0 | 2025 | 1720.7167 | 200.7436 | 387.9744 | -30.9793 | -2.4609 | 55.7555 | 0 | 53.0735 | 75.1061 | 0 | 0 | 0 | 8.5814 | 0 | 2025 | 24.2085 | 3.6174 | 7.9351 | 0.2042 | 0.0015572 | 2.8395 | 0 | 0.94011 | 1.3959 | 0 | 0 | 0 | 0.15854 | 0
| 2026 | 1990.7776 | 276.8026 | 647.5163 | 37.7698 | 1.1798 | 339.8239 | 0 | 105.7497 | 144.6857 | 0 | 0 | 0 | 18.9071 | 0 | 2026 | 1808.5149 | 211.7376 | 408.1768 | -30.1049 | -2.3872 | 67.5735 | 0 | 76.8097 | 99.796 | 0 | 0 | 0 | 15.1653 | 0 | 2026 | 24.1306 | 3.6131 | 7.9295 | 0.22324 | 0.0016271 | 2.7385 | 0 | 1.3759 | 1.7578 | 0 | 0 | 0 | 0.22938 | 0
| 2027 | 2204.7679 | 290.9096 | 707.8386 | 0 | 3.8736 | 371.7312 | 0 | 193.4601 | 178.5515 | 0 | 0 | 0 | 24.7774 | 0 | 2027 | 2022.5052 | 225.8442 | 467.0525 | 0 | -0.16834 | 118.3976 | 0 | 150.0917 | 128.1449 | 0 | 0 | 0 | 20.093 | 0 | 2027 | 24.0926 | 3.6131 | 7.9132 | 0 | 0.0051635 | 2.443 | 0 | 2.3119 | 2.0097 | 0 | 0 | 0 | 0.28102 | 0
| 2028 | 2112.9057 | 274.5186 | 671.0308 | 0 | 4.3195 | 333.8856 | 0 | 212.1515 | 194.6973 | 0 | 0 | 0 | 26.6581 | 23.6375 | 2028 | 1930.6429 | 209.38 | 428.8204 | 0 | 0.21627 | 99.8433 | 0 | 161.7594 | 130.2416 | 0 | 0 | 0 | 21.0021 | 17.4298 | 2028 | 24.065 | 3.6199 | 7.9081 | 0 | 0.0055617 | 2.1821 | 0 | 2.7216 | 2.3711 | 0 | 0 | 0 | 0.33502 | 0.28398
| 2029 | 2066.3905 | 267.0975 | 645.0192 | 0 | 4.492 | 304.1404 | 0 | 230.5013 | 235.698 | 0 | 0 | 0 | 30.4549 | 27.6986 | 2029 | 1884.1277 | 201.998 | 401.3467 | 0 | 0.35449 | 87.2158 | 0 | 174.0145 | 159.8223 | 0 | 0 | 0 | 23.3226 | 21.231 | 2029 | 23.9901 | 3.6162 | 7.8724 | 0 | 0.005713 | 1.9583 | 0 | 3.0453 | 2.8774 | 0 | 0 | 0 | 0.40453 | 0.36564
| 2030 | 2137.116 | 275.9914 | 669.2884 | 0 | 4.1647 | 323.9902 | 0 | 277.8875 | 243.6621 | 0 | 0 | 0 | 34.7043 | 55.5125 | 2030 | 1954.8532 | 211.0257 | 423.8882 | 0 | -0.001248 | 99.3124 | 0 | 210.9586 | 167.788 | 0 | 0 | 0 | 26.311 | 40.1432 | 2030 | 23.9063 | 3.6039 | 7.864 | 0 | 0.0054431 | 1.993 | 0 | 3.5694 | 2.8644 | 0 | 0 | 0 | 0.4431 | 0.6686
| 2031 | 2304.9116 | 298.046 | 714.4204 | 0 | 5.2296 | 363.0651 | 0 | 324.4584 | 260.2141 | 0 | 0 | 0 | 41.9527 | 91.7029 | 2031 | 2122.6489 | 232.9608 | 467.2861 | 0 | 0.85559 | 122.5988 | 0 | 254.5863 | 183.9924 | 0 | 0 | 0 | 33.4003 | 71.7778 | 2031 | 23.9102 | 3.6149 | 7.8648 | 0 | 0.0067576 | 2.0989 | 0 | 3.8417 | 2.868 | 0 | 0 | 0 | 0.50837 | 1.1016
| 2032 | 2276.3077 | 291.7389 | 716.593 | 0 | 5.4985 | 360.1135 | 0 | 374.4499 | 260.5379 | 0 | 0 | 0 | 40.9008 | 131.8372 | 2032 | 2094.045 | 226.6742 | 467.526 | 0 | 1.0782 | 120.3055 | 0 | 289.3623 | 184.1301 | 0 | 0 | 0 | 32.3513 | 106.1737 | 2032 | 23.8992 | 3.613 | 7.879 | 0 | 0.0069825 | 2.0445 | 0 | 4.4809 | 2.867 | 0 | 0 | 0 | 0.50717 | 1.5407
| 2033 | 2444.5897 | 318.2577 | 778.0128 | 0 | 5.906 | 413.595 | 0 | 460.1988 | 282.9706 | 0 | 0 | 0 | 43.3677 | 157.4256 | 2033 | 2262.327 | 253.2454 | 526.9516 | 0 | 1.3967 | 147.1272 | 0 | 369.2664 | 206.1274 | 0 | 0 | 0 | 34.8287 | 125.2918 | 2033 | 23.8225 | 3.6082 | 7.872 | 0 | 0.0074734 | 2.2383 | 0 | 5.0215 | 2.8699 | 0 | 0 | 0 | 0.50294 | 1.8022
| 2034 | 2490.5534 | 320.79 | 803.805 | 0 | 7.1167 | 436.6379 | 0 | 508.0174 | 291.5633 | 0 | 0 | 0 | 46.6809 | 210.736 | 2034 | 2308.2907 | 255.8597 | 550.6771 | 0 | 2.35 | 163.5833 | 0 | 406.2105 | 214.5284 | 0 | 0 | 0 | 36.8851 | 172.6298 | 2034 | 23.8337 | 3.6006 | 7.8688 | 0 | 0.0090219 | 2.2467 | 0 | 5.4753 | 2.8641 | 0 | 0 | 0 | 0.5398 | 2.3374
| 2035 | 2331.4728 | 303.7834 | 751.315 | 0 | 3.4913 | 376.5136 | 0 | 522.3518 | 272.7599 | 0 | 0 | 45.1704 | 49.5538 | 237.8048 | 2035 | 2149.21 | 238.8581 | 496.1153 | 0 | -0.54365 | 110.2903 | 0 | 414.883 | 195.6845 | 0 | 0 | 18.517 | 37.9021 | 187.9149 | 2035 | 23.7664 | 3.6001 | 7.8462 | 0 | 0.0043002 | 2.1463 | 0 | 5.9258 | 2.8495 | 0 | 0 | 0.18986 | 0.62058 | 2.883
Emissions price: Fixed price path
Demand: Demonstration path (update)
|  | Modelled spot market revenue (million $) | [14 empty] | EBIDTA (million $) | [14 empty] | Annual generation (TWh)
|  | Existing generation | [5 empty] | New generation | [8 empty] | Existing generation | [5 empty] | New generation | [8 empty] | Existing generation | [5 empty] | New generation
| Year | Hydro | Wind | Geothermal | Coal | Diesel | Gas | Hydro | Wind | Geothermal | Coal | Diesel | Gas | Utility solar | Utility solar (with battery) | Year | Hydro | Wind | Geothermal | Coal | Diesel | Gas | Hydro | Wind | Geothermal | Coal | Diesel | Gas | Utility solar | Utility solar (with battery) | Year | Hydro | Wind | Geothermal | Coal | Diesel | Gas | Hydro | Wind | Geothermal | Coal | Diesel | Gas | Utility solar | Utility solar (with battery)
| 2022 | 2579.1674 | 356.6149 | 863.6693 | 56.7929 | 1.112 | 630.3883 | 0 | 0 | 0 | 0 | 0 | 0 | 1.0734 | 0 | 2022 | 2396.9046 | 304.3736 | 614.6329 | -36.3761 | -2.8241 | 110.5362 | 0 | 0 | 0 | 0 | 0 | 0 | 0.62452 | 0 | 2022 | 16.3532 | 2.427 | 5.4385 | 0.23807 | 0.001762 | 3.2637 | 0 | 0 | 0 | 0 | 0 | 0 | 0.0077116 | 0
| 2023 | 2605.4508 | 370.5481 | 892.8203 | 27.7751 | 0.33762 | 586.6938 | 0 | 15.7436 | 24.5293 | 0 | 0 | 0 | 5.7405 | 0 | 2023 | 2423.1881 | 305.3651 | 625.7396 | -42.5714 | -3.1938 | 70.6294 | 0 | 7.3152 | -7.4843 | 0 | 0 | 0 | 4.2472 | 0 | 2023 | 24.1315 | 3.624 | 7.9993 | 0.13853 | 0.00053323 | 3.8193 | 0 | 0.17475 | 0.352 | 0 | 0 | 0 | 0.053757 | 0
| 2024 | 2083.0135 | 291.489 | 701.0387 | 19.8216 | 0.91847 | 357.2785 | 0 | 80.49 | 120.0929 | 0 | 0 | 0 | 8.4931 | 0 | 2024 | 1900.7507 | 226.2752 | 432.8968 | -40.0395 | -2.8988 | 56.2362 | 0 | 61.7214 | 85.7331 | 0 | 0 | 0 | 6.9015 | 0 | 2024 | 24.0587 | 3.6268 | 8.043 | 0.091597 | 0.0013594 | 2.6041 | 0 | 0.9571 | 1.3994 | 0 | 0 | 0 | 0.0941 | 0
| 2025 | 2045.9504 | 282.9202 | 673.2684 | 21.7894 | 1.2919 | 345.9641 | 0 | 107.2283 | 115.8322 | 0 | 0 | 0 | 12.6421 | 0 | 2025 | 1863.6876 | 217.8851 | 406.4154 | -39.2679 | -2.6758 | 53.3759 | 0 | 77.453 | 81.4841 | 0 | 0 | 0 | 9.073 | 0 | 2025 | 24.1761 | 3.6103 | 7.9153 | 0.10575 | 0.0017699 | 2.5685 | 0 | 1.3655 | 1.3942 | 0 | 0 | 0 | 0.15854 | 0
| 2026 | 2087.0753 | 281.8439 | 675.5944 | 21.958 | 1.9942 | 330.2242 | 0 | 181.6093 | 119.4102 | 0 | 0 | 0 | 19.5465 | 0 | 2026 | 1904.8125 | 216.8797 | 408.8837 | -38.1534 | -2.2989 | 60.0967 | 0 | 138.8514 | 79.6432 | 0 | 0 | 0 | 15.8047 | 0 | 2026 | 24.0844 | 3.6037 | 7.8909 | 0.10869 | 0.0026611 | 2.3622 | 0 | 2.2543 | 1.4403 | 0 | 0 | 0 | 0.22938 | 0
| 2027 | 2236.115 | 289.3602 | 716.8491 | 0 | 4.075 | 344.9213 | 0 | 228.0526 | 180.4669 | 0 | 0 | 0 | 25.274 | 0 | 2027 | 2053.8523 | 224.4231 | 450.173 | 0 | -1.1766 | 98.3093 | 0 | 174.1974 | 127.8983 | 0 | 0 | 0 | 20.5704 | 0 | 2027 | 24.0033 | 3.6012 | 7.8864 | 0 | 0.0052838 | 2.0822 | 0 | 2.8103 | 1.9979 | 0 | 0 | 0 | 0.28887 | 0
| 2028 | 2189.2005 | 273.3068 | 690.7042 | 0 | 4.8721 | 311.5864 | 0 | 293.7096 | 174.191 | 0 | 0 | 0 | 29.0764 | 0 | 2028 | 2006.9378 | 208.3337 | 424.4008 | 0 | -0.72467 | 84.0908 | 0 | 224.472 | 121.7707 | 0 | 0 | 0 | 23.404 | 0 | 2028 | 24.0563 | 3.6045 | 7.8704 | 0 | 0.0061427 | 1.8753 | 0 | 3.753 | 1.9932 | 0 | 0 | 0 | 0.34173 | 0
| 2029 | 2182.2348 | 268.6912 | 686.4586 | 0 | 5.952 | 307.9704 | 0 | 334.2103 | 172.802 | 0 | 0 | 0 | 33.2374 | 18.4127 | 2029 | 1999.9721 | 203.8057 | 420.5593 | 0 | -0.13534 | 87.2006 | 0 | 253.6276 | 120.5591 | 0 | 0 | 0 | 26.0894 | 12.4004 | 2029 | 23.9297 | 3.5964 | 7.8256 | 0 | 0.0073632 | 1.7886 | 0 | 4.3607 | 1.9809 | 0 | 0 | 0 | 0.41094 | 0.22258
| 2030 | 2245.9104 | 274.4642 | 707.5349 | 0 | 6.2635 | 324.2592 | 0 | 397.1052 | 177.772 | 0 | 0 | 0 | 37.6041 | 32.1806 | 2030 | 2063.6477 | 209.6973 | 441.4715 | 0 | -0.065188 | 98.6537 | 0 | 306.5787 | 125.5208 | 0 | 0 | 0 | 30.3981 | 25.7312 | 2030 | 23.911 | 3.5855 | 7.835 | 0 | 0.0078822 | 1.8093 | 0 | 4.9924 | 1.9819 | 0 | 0 | 0 | 0.43473 | 0.35993
| 2031 | 2359.367 | 289.6791 | 738.0491 | 0 | 6.8842 | 353.1318 | 0 | 446.3171 | 185.3953 | 0 | 0 | 0 | 37.6749 | 78.2326 | 2031 | 2177.1042 | 224.8089 | 472.2448 | 0 | 0.21441 | 114.7682 | 0 | 349.234 | 133.1971 | 0 | 0 | 0 | 30.4734 | 62.3963 | 2031 | 23.851 | 3.595 | 7.8147 | 0 | 0.0086411 | 1.9004 | 0 | 5.3588 | 1.9788 | 0 | 0 | 0 | 0.43293 | 0.85991
| 2032 | 2334.7321 | 284.4128 | 734.8994 | 0 | 7.2909 | 349.2696 | 0 | 472.343 | 184.3518 | 0 | 0 | 0 | 35.7749 | 136.9084 | 2032 | 2152.4694 | 219.5421 | 469.0155 | 0 | 0.42751 | 114.3138 | 0 | 365.9074 | 132.1954 | 0 | 0 | 0 | 28.5762 | 111.2327 | 2032 | 23.8459 | 3.5951 | 7.8295 | 0 | 0.0089952 | 1.8441 | 0 | 5.7438 | 1.981 | 0 | 0 | 0 | 0.43178 | 1.5451
| 2033 | 2444.8094 | 303.6889 | 780.1967 | 0 | 7.268 | 391.47 | 0 | 547.7751 | 195.5749 | 0 | 0 | 0 | 42.2568 | 161.8468 | 2033 | 2262.5467 | 238.8833 | 514.2906 | 0 | 0.35353 | 133.913 | 0 | 433.3332 | 143.3578 | 0 | 0 | 0 | 33.7731 | 129.6363 | 2033 | 23.7594 | 3.5891 | 7.8269 | 0 | 0.0089756 | 2.0142 | 0 | 6.2443 | 1.9815 | 0 | 0 | 0 | 0.48026 | 1.8331
| 2034 | 2576.2778 | 316.8408 | 830.136 | 0 | 9.0806 | 440.6251 | 0 | 613.9207 | 207.7561 | 0 | 0 | 0 | 48.7316 | 206.6898 | 2034 | 2394.0151 | 252.06 | 564.1532 | 0 | 1.2329 | 165.1848 | 0 | 493.576 | 155.4917 | 0 | 0 | 0 | 38.9347 | 168.7939 | 2034 | 23.7935 | 3.5868 | 7.8364 | 0 | 0.011139 | 2.1377 | 0 | 6.6191 | 1.9844 | 0 | 0 | 0 | 0.54028 | 2.2506
| 2035 | 2425.0619 | 306.62 | 780.4859 | 0 | 4.9613 | 391.0886 | 0 | 597.8278 | 195.2983 | 0 | 0 | 50.052 | 46.3834 | 258.5174 | 2035 | 2242.7991 | 241.8095 | 514.664 | 0 | -0.87778 | 120.1124 | 0 | 471.7486 | 143.1373 | 0 | 0 | 21.6026 | 36.5052 | 208.1195 | 2035 | 23.7003 | 3.5895 | 7.8079 | 0 | 0.0060604 | 2.0826 | 0 | 6.7655 | 1.9781 | 0 | 0 | 0.19514 | 0.57362 | 3.0906
Emissions price: Current CCR
Demand: Demonstration path (update)
|  | Modelled spot market revenue (million $) | [14 empty] | EBIDTA (million $) | [14 empty] | Annual generation (TWh)
|  | Existing generation | [5 empty] | New generation | [8 empty] | Existing generation | [5 empty] | New generation | [8 empty] | Existing generation | [5 empty] | New generation
| Year | Hydro | Wind | Geothermal | Coal | Diesel | Gas | Hydro | Wind | Geothermal | Coal | Diesel | Gas | Utility solar | Utility solar (with battery) | Year | Hydro | Wind | Geothermal | Coal | Diesel | Gas | Hydro | Wind | Geothermal | Coal | Diesel | Gas | Utility solar | Utility solar (with battery) | Year | Hydro | Wind | Geothermal | Coal | Diesel | Gas | Hydro | Wind | Geothermal | Coal | Diesel | Gas | Utility solar | Utility solar (with battery)
| 2022 | 2585.8194 | 358.215 | 866.8977 | 58.09 | 1.1138 | 635.1542 | 0 | 0 | 0 | 0 | 0 | 0 | 1.0806 | 0 | 2022 | 2403.5566 | 305.9759 | 617.8618 | -36.145 | -2.8258 | 112.533 | 0 | 0 | 0 | 0 | 0 | 0 | 0.63175 | 0 | 2022 | 16.3289 | 2.4268 | 5.4385 | 0.24312 | 0.0017727 | 3.2821 | 0 | 0 | 0 | 0 | 0 | 0 | 0.0077116 | 0
| 2023 | 2672.0452 | 383.1979 | 916.0546 | 27.215 | 0.34434 | 603.2448 | 0 | 13.515 | 25.3908 | 0 | 0 | 0 | 5.9139 | 0 | 2023 | 2489.7824 | 315.7058 | 643.1986 | -42.586 | -3.1932 | 74.8802 | 0 | 7.3957 | -6.7016 | 0 | 0 | 0 | 4.4207 | 0 | 2023 | 24.1237 | 3.6551 | 7.9993 | 0.13173 | 0.0005428 | 3.8313 | 0 | 0.14358 | 0.352 | 0 | 0 | 0 | 0.053757 | 0
| 2024 | 2316.4175 | 350.3123 | 779.0055 | 24.4205 | 0.92602 | 408.7319 | 0 | 46.1952 | 133.5118 | 0 | 0 | 0 | 9.4199 | 0 | 2024 | 2134.1548 | 280.7365 | 498.4615 | -39.1341 | -2.9057 | 75.3181 | 0 | 36.0337 | 98.4929 | 0 | 0 | 0 | 7.8283 | 0 | 2024 | 24.1086 | 3.8479 | 8.0492 | 0.10446 | 0.0013572 | 2.7427 | 0 | 0.51744 | 1.3997 | 0 | 0 | 0 | 0.0941 | 0
| 2025 | 2408.3609 | 360.6681 | 793.3884 | 28.3857 | 1.38 | 423.9384 | 0 | 72.7676 | 136.6949 | 0 | 0 | 0 | 15.3104 | 0 | 2025 | 2226.0981 | 291.1772 | 507.3615 | -38.2041 | -2.6652 | 80.9567 | 0 | 55.164 | 101.3086 | 0 | 0 | 0 | 13.7205 | 0 | 2025 | 24.265 | 3.84 | 7.9322 | 0.12366 | 0.0018969 | 2.7826 | 0 | 0.79175 | 1.3957 | 0 | 0 | 0 | 0.093447 | 0
| 2026 | 2475.6384 | 362.2121 | 804.7573 | 27.2487 | 2.2563 | 411.0426 | 0 | 152.8335 | 146.1647 | 0 | 0 | 0 | 28.3595 | 0 | 2026 | 2293.3757 | 292.8013 | 511.1968 | -37.0247 | -2.2163 | 85.9602 | 0 | 123.1412 | 103.6238 | 0 | 0 | 0 | 23.6723 | 0 | 2026 | 24.1863 | 3.8326 | 7.9177 | 0.11469 | 0.0029624 | 2.5517 | 0 | 1.5978 | 1.4932 | 0 | 0 | 0 | 0.28204 | 0
| 2027 | 2303.184 | 319.0569 | 746.9337 | 0 | 3.7903 | 322.5057 | 0 | 253.7729 | 188.0617 | 0 | 0 | 0 | 31.0671 | 0 | 2027 | 2120.9212 | 249.8055 | 445.2963 | 0 | -1.4329 | 75.2254 | 0 | 199.7271 | 132.3985 | 0 | 0 | 0 | 25.4071 | 0 | 2027 | 23.9065 | 3.8178 | 7.8842 | 0 | 0.0047745 | 1.7969 | 0 | 2.9383 | 1.9942 | 0 | 0 | 0 | 0.33652 | 0
| 2028 | 2378.222 | 325.0419 | 758.9602 | 0 | 4.7494 | 311.4994 | 0 | 297.7261 | 191.3512 | 0 | 0 | 0 | 38.1958 | 33.0656 | 2028 | 2195.9593 | 255.6909 | 448.7299 | 0 | -0.99586 | 72.9729 | 0 | 236.0281 | 134.8979 | 0 | 0 | 0 | 30.9919 | 26.5905 | 2028 | 23.9205 | 3.8271 | 7.8819 | 0 | 0.0058889 | 1.6408 | 0 | 3.406 | 1.9951 | 0 | 0 | 0 | 0.43379 | 0.368
| 2029 | 2402.7041 | 319.7956 | 765.375 | 0 | 5.8957 | 305.9083 | 0 | 362.07 | 192.4609 | 0 | 0 | 0 | 40.5209 | 32.5715 | 2029 | 2220.4414 | 250.6098 | 445.696 | 0 | -0.48298 | 72.1416 | 0 | 280.4646 | 135.3206 | 0 | 0 | 0 | 32.0557 | 26.1047 | 2029 | 23.8635 | 3.8118 | 7.84 | 0 | 0.0071748 | 1.5282 | 0 | 4.2393 | 1.9819 | 0 | 0 | 0 | 0.47254 | 0.36537
| 2030 | 2411.5414 | 316.9491 | 776.9295 | 0 | 5.6575 | 297.3918 | 0 | 451.9991 | 195.0742 | 0 | 0 | 0 | 48.5871 | 34.9576 | 2030 | 2229.2786 | 247.9369 | 445.8527 | 0 | -0.71175 | 69.6349 | 0 | 357.2141 | 136.9437 | 0 | 0 | 0 | 40.0334 | 28.5152 | 2030 | 23.7957 | 3.7957 | 7.8523 | 0 | 0.006883 | 1.4131 | 0 | 5.2183 | 1.9819 | 0 | 0 | 0 | 0.50885 | 0.35773
| 2031 | 2488.6633 | 329.0184 | 797.2566 | 0 | 6.0484 | 315.023 | 0 | 507.4037 | 200.1475 | 0 | 0 | 0 | 47.6449 | 88.7249 | 2031 | 2306.4006 | 259.9197 | 463.206 | 0 | -0.57909 | 78.843 | 0 | 405.1152 | 141.7997 | 0 | 0 | 0 | 39.0962 | 72.8031 | 2031 | 23.6746 | 3.8037 | 7.8265 | 0 | 0.0073101 | 1.4393 | 0 | 5.6722 | 1.977 | 0 | 0 | 0 | 0.50684 | 0.89563
| 2032 | 2578.6874 | 339.5181 | 826.3356 | 0 | 6.9138 | 342.121 | 0 | 535.324 | 207.0217 | 0 | 0 | 0 | 54.0321 | 151.6296 | 2032 | 2396.4246 | 270.3569 | 488.4379 | 0 | -0.22035 | 93.1629 | 0 | 429.2283 | 148.3925 | 0 | 0 | 0 | 44.1356 | 119.9947 | 2032 | 23.7018 | 3.8095 | 7.8348 | 0 | 0.0082578 | 1.4882 | 0 | 5.8101 | 1.9777 | 0 | 0 | 0 | 0.58098 | 1.5969
| 2033 | 2617.2894 | 352.1289 | 850.9403 | 0 | 6.001 | 357.9559 | 0 | 588.9738 | 213.1104 | 0 | 0 | 0 | 53.1202 | 215.3576 | 2033 | 2435.0267 | 283.1802 | 509.3722 | 0 | -0.66451 | 94.8164 | 0 | 477.8551 | 154.1217 | 0 | 0 | 0 | 43.236 | 176.1831 | 2033 | 23.5579 | 3.7898 | 7.8154 | 0 | 0.0070776 | 1.5492 | 0 | 6.1306 | 1.9749 | 0 | 0 | 0 | 0.57601 | 2.2967
| 2034 | 2724.5662 | 363.2488 | 880.5902 | 0 | 7.018 | 390.2716 | 0 | 637.4171 | 219.9737 | 0 | 0 | 0 | 57.8866 | 281.5128 | 2034 | 2542.3035 | 294.3641 | 535.9197 | 0 | -0.31092 | 113.2544 | 0 | 519.2554 | 160.9236 | 0 | 0 | 0 | 46.0951 | 231.3524 | 2034 | 23.5503 | 3.7839 | 7.7631 | 0 | 0.0083101 | 1.5985 | 0 | 6.4124 | 1.9611 | 0 | 0 | 0 | 0.63354 | 2.9987
| 2035 | 2720.5138 | 364.5061 | 870.3115 | 0 | 4.7714 | 371.8973 | 0 | 672.5224 | 217.4937 | 0 | 0 | 45.2999 | 55.9576 | 310.0935 | 2035 | 2538.2511 | 295.5786 | 522.4818 | 0 | -1.322 | 89.6895 | 0 | 542.9608 | 158.2915 | 0 | 0 | 16.44 | 43.9996 | 254.1674 | 2035 | 23.6101 | 3.7879 | 7.7104 | 0 | 0.0056036 | 1.6005 | 0 | 6.8572 | 1.9499 | 0 | 0 | 0.14519 | 0.64557 | 3.4376
Emissions price: Higher emissions price path
Demand: Demonstration path (update)
|  | Modelled spot market revenue (million $) | [14 empty] | EBIDTA (million $) | [14 empty] | Annual generation (TWh)
|  | Existing generation | [5 empty] | New generation | [8 empty] | Existing generation | [5 empty] | New generation | [8 empty] | Existing generation | [5 empty] | New generation
| Year | Hydro | Wind | Geothermal | Coal | Diesel | Gas | Hydro | Wind | Geothermal | Coal | Diesel | Gas | Utility solar | Utility solar (with battery) | Year | Hydro | Wind | Geothermal | Coal | Diesel | Gas | Hydro | Wind | Geothermal | Coal | Diesel | Gas | Utility solar | Utility solar (with battery) | Year | Hydro | Wind | Geothermal | Coal | Diesel | Gas | Hydro | Wind | Geothermal | Coal | Diesel | Gas | Utility solar | Utility solar (with battery)
| 2022 | 2962.0185 | 410.7233 | 995.09 | 49.4536 | 1.4233 | 737.4951 | 0 | 0 | 0 | 0 | 0 | 0 | 1.246 | 0 | 2022 | 2779.7558 | 358.4858 | 717.6947 | -37.4147 | -2.7308 | 141.4684 | 0 | 0 | 0 | 0 | 0 | 0 | 0.79712 | 0 | 2022 | 16.3251 | 2.4266 | 5.4384 | 0.17277 | 0.0021709 | 3.3236 | 0 | 0 | 0 | 0 | 0 | 0 | 0.0077116 | 0
| 2023 | 3106.3995 | 443.742 | 1066.9551 | 23.4301 | 0.38773 | 697.9129 | 0 | 19.1788 | 30.6674 | 0 | 0 | 0 | 6.9756 | 0 | 2023 | 2924.1368 | 378.56 | 752.8452 | -42.828 | -3.1893 | 93.9155 | 0 | 10.7503 | -1.9882 | 0 | 0 | 0 | 5.4824 | 0 | 2023 | 24.14 | 3.6239 | 7.9997 | 0.094304 | 0.00059248 | 3.8279 | 0 | 0.17475 | 0.352 | 0 | 0 | 0 | 0.053757 | 0
| 2024 | 2699.3666 | 381.9544 | 909.9793 | 20.4344 | 1.0136 | 468.1681 | 0 | 87.0619 | 155.9276 | 0 | 0 | 0 | 11.0218 | 0 | 2024 | 2517.1039 | 316.7202 | 587.4443 | -39.5886 | -2.8952 | 87.8811 | 0 | 69.8046 | 118.67 | 0 | 0 | 0 | 9.4301 | 0 | 2024 | 24.1204 | 3.6287 | 8.0456 | 0.070944 | 0.0014226 | 2.6708 | 0 | 0.81733 | 1.3995 | 0 | 0 | 0 | 0.0941 | 0
| 2025 | 2685.5081 | 371.7377 | 885.8584 | 20.9582 | 1.6433 | 454.5453 | 0 | 131.4061 | 152.3657 | 0 | 0 | 0 | 16.6122 | 0 | 2025 | 2503.2453 | 306.7516 | 558.8869 | -39.226 | -2.5941 | 84.1268 | 0 | 100.9968 | 114.7531 | 0 | 0 | 0 | 15.0223 | 0 | 2025 | 24.2106 | 3.6058 | 7.9152 | 0.073456 | 0.0021948 | 2.5662 | 0 | 1.3522 | 1.3942 | 0 | 0 | 0 | 0.093447 | 0
| 2026 | 2666.7864 | 359.5834 | 865.3906 | 15.0148 | 2.4211 | 412.0261 | 0 | 240.7577 | 149.2533 | 0 | 0 | 0 | 30.5104 | 0 | 2026 | 2484.5236 | 294.6631 | 531.0832 | -39.8402 | -2.2238 | 77.2624 | 0 | 192.4527 | 111.2334 | 0 | 0 | 0 | 25.8233 | 0 | 2026 | 24.1274 | 3.5997 | 7.8899 | 0.051846 | 0.0031061 | 2.2497 | 0 | 2.3689 | 1.3925 | 0 | 0 | 0 | 0.28204 | 0
| 2027 | 2542.9605 | 323.6926 | 823.0419 | 0 | 4.8744 | 330.999 | 0 | 350.9933 | 141.5541 | 0 | 0 | 0 | 38.8655 | 29.3738 | 2027 | 2360.6977 | 258.942 | 481.1824 | 0 | -1.0622 | 73.7202 | 0 | 282.5421 | 103.0975 | 0 | 0 | 0 | 31.9086 | 23.1643 | 2027 | 23.8172 | 3.584 | 7.8288 | 0 | 0.0060129 | 1.6095 | 0 | 3.7186 | 1.3886 | 0 | 0 | 0 | 0.38979 | 0.28451
| 2028 | 2584.932 | 323.0964 | 829.8157 | 0 | 5.6459 | 317.4828 | 0 | 411.7319 | 142.7692 | 0 | 0 | 0 | 46.7262 | 35.7999 | 2028 | 2402.6693 | 258.2843 | 479.7242 | 0 | -0.74033 | 68.8212 | 0 | 330.0386 | 103.7944 | 0 | 0 | 0 | 38.233 | 29.3293 | 2028 | 23.9214 | 3.5897 | 7.8232 | 0 | 0.0068287 | 1.4854 | 0 | 4.3722 | 1.3918 | 0 | 0 | 0 | 0.48397 | 0.36659
| 2029 | 2499.6216 | 301.5431 | 798.1538 | 0 | 7.1635 | 287.1763 | 0 | 469.8154 | 136.9486 | 0 | 0 | 0 | 46.443 | 42.8962 | 2029 | 2317.3588 | 236.9631 | 440.0293 | 0 | -0.12217 | 62.6085 | 0 | 369.948 | 97.466 | 0 | 0 | 0 | 37.8669 | 27.8293 | 2029 | 23.7085 | 3.5682 | 7.7343 | 0 | 0.0085555 | 1.2687 | 0 | 5.3331 | 1.3843 | 0 | 0 | 0 | 0.51798 | 0.54287
| 2030 | 2459.2519 | 296.5773 | 783.7887 | 0 | 5.9726 | 269.8539 | 0 | 518.7325 | 134.1434 | 0 | 0 | 0 | 46.0875 | 91.0788 | 2030 | 2276.9891 | 232.1478 | 414.793 | 0 | -0.78526 | 56.7813 | 0 | 409.7066 | 94.0631 | 0 | 0 | 0 | 37.5369 | 74.9588 | 2030 | 23.6147 | 3.5543 | 7.7191 | 0 | 0.0071509 | 1.145 | 0 | 5.9402 | 1.3833 | 0 | 0 | 0 | 0.50759 | 0.97679
| 2031 | 2560.1576 | 308.2181 | 814.3908 | 0 | 6.9338 | 291.0501 | 0 | 584.2812 | 139.5719 | 0 | 0 | 0 | 54.2913 | 119.6462 | 2031 | 2377.8949 | 243.6723 | 442.1753 | 0 | -0.41404 | 67.3679 | 0 | 467.064 | 99.2893 | 0 | 0 | 0 | 44.3952 | 94.5979 | 2031 | 23.5569 | 3.565 | 7.716 | 0 | 0.0082218 | 1.1857 | 0 | 6.4578 | 1.3838 | 0 | 0 | 0 | 0.58081 | 1.2888
| 2032 | 2647.1156 | 314.7278 | 846.4165 | 0 | 8.1135 | 309.7743 | 0 | 632.6649 | 144.7487 | 0 | 0 | 0 | 54.6894 | 173.0226 | 2032 | 2464.8529 | 250.165 | 470.8945 | 0 | 0.054893 | 76.252 | 0 | 505.6281 | 104.2521 | 0 | 0 | 0 | 44.7971 | 140.8023 | 2032 | 23.5755 | 3.5666 | 7.6994 | 0 | 0.0094903 | 1.2182 | 0 | 6.886 | 1.385 | 0 | 0 | 0 | 0.57925 | 1.8373
| 2033 | 2693.8582 | 325.5726 | 865.2392 | 0 | 7.6768 | 330.128 | 0 | 704.921 | 147.8144 | 0 | 0 | 0 | 55.3743 | 212.2206 | 2033 | 2511.5955 | 261.1825 | 486.8343 | 0 | -0.18249 | 82.8869 | 0 | 568.7338 | 107.1491 | 0 | 0 | 0 | 43.8902 | 168.3557 | 2033 | 23.459 | 3.5506 | 7.6476 | 0 | 0.0089059 | 1.2722 | 0 | 7.4172 | 1.3787 | 0 | 0 | 0 | 0.60489 | 2.3102
| 2034 | 2816.1494 | 338.5898 | 899.5192 | 0 | 8.4352 | 362.7847 | 0 | 756.7937 | 153.6125 | 0 | 0 | 0 | 59.4093 | 289.4233 | 2034 | 2633.8866 | 274.2535 | 517.3906 | 0 | 0.069903 | 96.9232 | 0 | 618.794 | 112.7336 | 0 | 0 | 0 | 47.4432 | 239.1059 | 2034 | 23.4413 | 3.5456 | 7.6397 | 0 | 0.0097064 | 1.3495 | 0 | 7.5848 | 1.3783 | 0 | 0 | 0 | 0.64815 | 3.0704
| 2035 | 2850.5708 | 326.0018 | 899.9283 | 0 | 9.8429 | 353.0617 | 0 | 817.4329 | 153.5876 | 0 | 0 | 10.8662 | 58.0727 | 316.0131 | 2035 | 2668.308 | 261.6735 | 514.5537 | 0 | 0.57599 | 94.2402 | 0 | 662.0581 | 112.4889 | 0 | 0 | 0.81432 | 46.1213 | 260.1693 | 2035 | 23.4746 | 3.5449 | 7.6117 | 0 | 0.01122 | 1.2852 | 0 | 8.3495 | 1.3778 | 0 | 0 | 0.031725 | 0.64346 | 3.4061
Summary of EBITDA over regulatory period
Scenario | Generation type
| Existing | Existing | Existing | Existing | Existing | Existing | New Gen | New Gen | New Gen | New Gen | New Gen | New Gen | New Gen
| Hydro | Wind | Geothermal | Coal | Diesel | Gas | Hydro | Wind | Geothermal | Coal | Diesel | Gas | Solar
Current ARP | 9308.1813 | 1090.5066 | 2188.1823 | -124.8875 | -10.8811 | 425.0537 | 0 | 325.3148 | 366.0239 | 0 | 0 | 0 | 53.1888
Fixed price path | 10146.2913 | 1190.8281 | 2324.1085 | -160.0322 | -12.2439 | 338.6474 | 0 | 459.5384 | 367.2745 | 0 | 0 | 0 | 56.5968
Current CCR trigger | 11264.3322 | 1430.2264 | 2605.5148 | -156.9489 | -12.4134 | 392.3406 | 0 | 421.4616 | 429.1223 | 0 | 0 | 0 | 75.0489
Higher emissions price path | 12789.7073 | 1555.6367 | 2911.442 | -161.4829 | -11.9646 | 416.906 | 0 | 656.5465 | 445.7659 | 0 | 0 | 0 | 110.831
Aggregated EBITDA over regulatory period
Scenario | Generation type
| Existing | Existing | New
| renewable | thermal | renewable
Current ARP | 12586.8702 | 289.2851 | 744.5275
Fixed price path | 13661.2279 | 166.3713 | 883.4097
Current CCR trigger | 15300.0734 | 222.9784 | 925.6328
Higher emissions price path | 17256.786 | 243.4585 | 1213.1434
Differences in aggregated EBITDA over regulatory period
Scenario | Generation type
| Existing | Existing | New
| renewable | thermal | renewable | Average emissions price
Current ARP | -1074.3577 | 122.9138 | -138.8822 | 34.8115
Fixed price path | 0 | 0 | 0 | 70
Current CCR trigger | 1638.8455 | 56.6071 | 42.2232 | 94.0185
Higher emissions price path | 3595.5581 | 77.0872 | 329.7337 | 144.0185